## About
Created | By
2019-07-15 | MAS
Notes for AssetGroup&Type:
UnitTables: These aso use the associated device attributes (FeatureMergers) . The Device attributes are preficed with _AGDevice_ (is _AG_Device_SUBTYPECD)
Switch Gear - changed to an assembly | 2019-09-19
Updated for V3.4 Electric Data Model | 2020-04-20

## AssetGroup&Type
domainNetworkNameV3.2 | UNFeatureClassv3.2 | assetGroupCodeV3.2 | assetGroupDescV3.2 | assetTypeCodeV3.2 | assetTypeDescV3.2 | domainNetworkName | UNFeatureClass | assetGroupCode | assetGroupDesc | assetTypeCode | assetTypeDesc | ArcGISFeatureClass | PrimaryAttrName | PrimaryAttrValue | SecondaryAttrName | SecondaryAttrValue | TertiaryAttrName | TertiaryAttrValue | ForthAttrName | ForthAttrValue | featureTypeAttr | assetGroupAttr | assetTypeAttr | assetGroupDescAttr | assetTypeDescAttr | UNFeatureClassAttr | domainNetworkAttr
Electric | ElectricAssembly | 0 | Unknown | 0 | Unknown | Electric | ElectricAssembly | 0 | Unknown | 0 | Unknown | [9 empty] | fme_feature_type | ASSETGROUP | ASSETTYPE | ASSETGROUPDESC | ASSETTYPEDESC | _UNFEATURECLASS | _domainNetworkName
Electric | ElectricAssembly | 1 | High Voltage AC Power Factor Correcting Bank | 0 | Unknown | Electric | ElectricAssembly | 1 | High Voltage AC Power Factor Correcting Bank | 0 | Unknown | [9 empty] | fme_feature_type | ASSETGROUP | ASSETTYPE | ASSETGROUPDESC | ASSETTYPEDESC | _UNFEATURECLASS | _domainNetworkName
Electric | ElectricAssembly | 1 | High Voltage AC Power Factor Correcting Bank | 1 | Series | Electric | ElectricAssembly | 1 | High Voltage AC Power Factor Correcting Bank | 1 | Series | [9 empty] | fme_feature_type | ASSETGROUP | ASSETTYPE | ASSETGROUPDESC | ASSETTYPEDESC | _UNFEATURECLASS | _domainNetworkName
Electric | ElectricAssembly | 1 | High Voltage AC Power Factor Correcting Bank | 2 | Shunt | Electric | ElectricAssembly | 1 | High Voltage AC Power Factor Correcting Bank | 2 | Shunt | [9 empty] | fme_feature_type | ASSETGROUP | ASSETTYPE | ASSETGROUPDESC | ASSETTYPEDESC | _UNFEATURECLASS | _domainNetworkName
Electric | ElectricAssembly | 2 | High Voltage DC Power Factor Correcting Bank | 0 | Unknown | Electric | ElectricAssembly | 2 | High Voltage DC Power Factor Correcting Bank | 0 | Unknown | [9 empty] | fme_feature_type | ASSETGROUP | ASSETTYPE | ASSETGROUPDESC | ASSETTYPEDESC | _UNFEATURECLASS | _domainNetworkName
Electric | ElectricAssembly | 2 | High Voltage DC Power Factor Correcting Bank | 1 | Series | Electric | ElectricAssembly | 2 | High Voltage DC Power Factor Correcting Bank | 1 | Series | [9 empty] | fme_feature_type | ASSETGROUP | ASSETTYPE | ASSETGROUPDESC | ASSETTYPEDESC | _UNFEATURECLASS | _domainNetworkName
Electric | ElectricAssembly | 2 | High Voltage DC Power Factor Correcting Bank | 2 | Shunt | Electric | ElectricAssembly | 2 | High Voltage DC Power Factor Correcting Bank | 2 | Shunt | [9 empty] | fme_feature_type | ASSETGROUP | ASSETTYPE | ASSETGROUPDESC | ASSETTYPEDESC | _UNFEATURECLASS | _domainNetworkName
Electric | ElectricAssembly | 3 | High Voltage Service Bank | 0 | Unknown | Electric | ElectricAssembly | 3 | High Voltage Service Bank | 0 | Unknown | [9 empty] | fme_feature_type | ASSETGROUP | ASSETTYPE | ASSETGROUPDESC | ASSETTYPEDESC | _UNFEATURECLASS | _domainNetworkName
Electric | ElectricAssembly | 3 | High Voltage Service Bank | 41 | Industrial Customer | Electric | ElectricAssembly | 3 | High Voltage Service Bank | 41 | Industrial Customer | [9 empty] | fme_feature_type | ASSETGROUP | ASSETTYPE | ASSETGROUPDESC | ASSETTYPEDESC | _UNFEATURECLASS | _domainNetworkName
Electric | ElectricAssembly | 3 | High Voltage Service Bank | 42 | Utility Customer | Electric | ElectricAssembly | 3 | High Voltage Service Bank | 42 | Utility Customer | [9 empty] | fme_feature_type | ASSETGROUP | ASSETTYPE | ASSETGROUPDESC | ASSETTYPEDESC | _UNFEATURECLASS | _domainNetworkName
Electric | ElectricAssembly | 4 | High Voltage Switch Bank | 0 | Unknown | Electric | ElectricAssembly | 4 | High Voltage Switch Bank | 0 | Unknown | [9 empty] | fme_feature_type | ASSETGROUP | ASSETTYPE | ASSETGROUPDESC | ASSETTYPEDESC | _UNFEATURECLASS | _domainNetworkName
Electric | ElectricAssembly | 4 | High Voltage Switch Bank | 61 | AC Circuit Breaker | Electric | ElectricAssembly | 4 | High Voltage Switch Bank | 61 | AC Circuit Breaker | [9 empty] | fme_feature_type | ASSETGROUP | ASSETTYPE | ASSETGROUPDESC | ASSETTYPEDESC | _UNFEATURECLASS | _domainNetworkName
Electric | ElectricAssembly | 4 | High Voltage Switch Bank | 62 | AC Line Disconnect | Electric | ElectricAssembly | 4 | High Voltage Switch Bank | 62 | AC Line Disconnect | [9 empty] | fme_feature_type | ASSETGROUP | ASSETTYPE | ASSETGROUPDESC | ASSETTYPEDESC | _UNFEATURECLASS | _domainNetworkName
Electric | ElectricAssembly | 4 | High Voltage Switch Bank | 63 | AC Station Disconnect | Electric | ElectricAssembly | 4 | High Voltage Switch Bank | 63 | AC Station Disconnect | [9 empty] | fme_feature_type | ASSETGROUP | ASSETTYPE | ASSETGROUPDESC | ASSETTYPEDESC | _UNFEATURECLASS | _domainNetworkName
Electric | ElectricAssembly | 4 | High Voltage Switch Bank | 64 | DC Circuit Breaker | Electric | ElectricAssembly | 4 | High Voltage Switch Bank | 64 | DC Circuit Breaker | [9 empty] | fme_feature_type | ASSETGROUP | ASSETTYPE | ASSETGROUPDESC | ASSETTYPEDESC | _UNFEATURECLASS | _domainNetworkName
Electric | ElectricAssembly | 4 | High Voltage Switch Bank | 65 | DC Line Disconnect | Electric | ElectricAssembly | 4 | High Voltage Switch Bank | 65 | DC Line Disconnect | [9 empty] | fme_feature_type | ASSETGROUP | ASSETTYPE | ASSETGROUPDESC | ASSETTYPEDESC | _UNFEATURECLASS | _domainNetworkName
Electric | ElectricAssembly | 4 | High Voltage Switch Bank | 66 | DC Station Load Break | Electric | ElectricAssembly | 4 | High Voltage Switch Bank | 66 | DC Station Load Break | [9 empty] | fme_feature_type | ASSETGROUP | ASSETTYPE | ASSETGROUPDESC | ASSETTYPEDESC | _UNFEATURECLASS | _domainNetworkName
Electric | ElectricAssembly | 5 | High Voltage Transformer Bank | 0 | Unknown | Electric | ElectricAssembly | 5 | High Voltage Transformer Bank | 0 | Unknown | [9 empty] | fme_feature_type | ASSETGROUP | ASSETTYPE | ASSETGROUPDESC | ASSETTYPEDESC | _UNFEATURECLASS | _domainNetworkName
Electric | ElectricAssembly | 5 | High Voltage Transformer Bank | 81 | AC Power | Electric | ElectricAssembly | 5 | High Voltage Transformer Bank | 81 | AC Power | [9 empty] | fme_feature_type | ASSETGROUP | ASSETTYPE | ASSETGROUPDESC | ASSETTYPEDESC | _UNFEATURECLASS | _domainNetworkName
Electric | ElectricAssembly | 5 | High Voltage Transformer Bank | 82 | DC Power | Electric | ElectricAssembly | 5 | High Voltage Transformer Bank | 82 | DC Power | [9 empty] | fme_feature_type | ASSETGROUP | ASSETTYPE | ASSETGROUPDESC | ASSETTYPEDESC | _UNFEATURECLASS | _domainNetworkName
Electric | ElectricAssembly | 6 | Low Voltage Arrester Bank | 0 | Unknown | Electric | ElectricAssembly | 6 | Low Voltage Arrester Bank | 0 | Unknown | [9 empty] | fme_feature_type | ASSETGROUP | ASSETTYPE | ASSETGROUPDESC | ASSETTYPEDESC | _UNFEATURECLASS | _domainNetworkName
Electric | ElectricAssembly | 6 | Low Voltage Arrester Bank | 101 | Indoor Arrester | Electric | ElectricAssembly | 6 | Low Voltage Arrester Bank | 101 | Indoor Arrester | [9 empty] | fme_feature_type | ASSETGROUP | ASSETTYPE | ASSETGROUPDESC | ASSETTYPEDESC | _UNFEATURECLASS | _domainNetworkName
Electric | ElectricAssembly | 6 | Low Voltage Arrester Bank | 102 | Line Arrester | Electric | ElectricAssembly | 6 | Low Voltage Arrester Bank | 102 | Line Arrester | [9 empty] | fme_feature_type | ASSETGROUP | ASSETTYPE | ASSETGROUPDESC | ASSETTYPEDESC | _UNFEATURECLASS | _domainNetworkName
Electric | ElectricAssembly | 6 | Low Voltage Arrester Bank | 103 | Station Arrester | Electric | ElectricAssembly | 6 | Low Voltage Arrester Bank | 103 | Station Arrester | [9 empty] | fme_feature_type | ASSETGROUP | ASSETTYPE | ASSETGROUPDESC | ASSETTYPEDESC | _UNFEATURECLASS | _domainNetworkName
Electric | ElectricAssembly | 7 | Low Voltage Connector Bank | 0 | Unknown | Electric | ElectricAssembly | 7 | Low Voltage Connector Bank | 0 | Unknown | [9 empty] | fme_feature_type | ASSETGROUP | ASSETTYPE | ASSETGROUPDESC | ASSETTYPEDESC | _UNFEATURECLASS | _domainNetworkName
Electric | ElectricAssembly | 7 | Low Voltage Connector Bank | 360 | Flying Tap | Electric | ElectricAssembly | 7 | Low Voltage Connector Bank | 360 | Flying Tap | [9 empty] | fme_feature_type | ASSETGROUP | ASSETTYPE | ASSETGROUPDESC | ASSETTYPEDESC | _UNFEATURECLASS | _domainNetworkName
Electric | ElectricAssembly |  |  |  |  | Electric | ElectricAssembly | 9 | Low Voltage Fuse Bank | 0 | Unknown | [9 empty] | fme_feature_type | ASSETGROUP | ASSETTYPE | ASSETGROUPDESC | ASSETTYPEDESC | _UNFEATURECLASS | _domainNetworkName
Electric | ElectricAssembly |  |  |  |  | Electric | ElectricAssembly | 9 | Low Voltage Fuse Bank | 121 | AC Fuse | [9 empty] | fme_feature_type | ASSETGROUP | ASSETTYPE | ASSETGROUPDESC | ASSETTYPEDESC | _UNFEATURECLASS | _domainNetworkName
Electric | ElectricAssembly |  |  |  |  | Electric | ElectricAssembly | 9 | Low Voltage Fuse Bank | 122 | DC Fuse | [9 empty] | fme_feature_type | ASSETGROUP | ASSETTYPE | ASSETGROUPDESC | ASSETTYPEDESC | _UNFEATURECLASS | _domainNetworkName
Electric | ElectricAssembly |  |  |  |  | Electric | ElectricAssembly | 10 | Low Voltage Service Bank | 0 | Unknown | [9 empty] | fme_feature_type | ASSETGROUP | ASSETTYPE | ASSETGROUPDESC | ASSETTYPEDESC | _UNFEATURECLASS | _domainNetworkName
Electric | ElectricAssembly |  |  |  |  | Electric | ElectricAssembly | 10 | Low Voltage Service Bank | 41 | Industrial Customer | [9 empty] | fme_feature_type | ASSETGROUP | ASSETTYPE | ASSETGROUPDESC | ASSETTYPEDESC | _UNFEATURECLASS | _domainNetworkName
Electric | ElectricAssembly |  |  |  |  | Electric | ElectricAssembly | 10 | Low Voltage Service Bank | 42 | Utility Customer | [9 empty] | fme_feature_type | ASSETGROUP | ASSETTYPE | ASSETGROUPDESC | ASSETTYPEDESC | _UNFEATURECLASS | _domainNetworkName
Electric | ElectricAssembly |  |  |  |  | Electric | ElectricAssembly | 10 | Low Voltage Service Bank | 161 | Commercial | [9 empty] | fme_feature_type | ASSETGROUP | ASSETTYPE | ASSETGROUPDESC | ASSETTYPEDESC | _UNFEATURECLASS | _domainNetworkName
Electric | ElectricAssembly |  |  |  |  | Electric | ElectricAssembly | 10 | Low Voltage Service Bank | 284 | Residential | [9 empty] | fme_feature_type | ASSETGROUP | ASSETTYPE | ASSETGROUPDESC | ASSETTYPEDESC | _UNFEATURECLASS | _domainNetworkName
Electric | ElectricAssembly | 11 | Low Voltage Switch Bank | 0 | Unknown | Electric | ElectricAssembly | 11 | Low Voltage Switch Bank | 0 | Unknown | [9 empty] | fme_feature_type | ASSETGROUP | ASSETTYPE | ASSETGROUPDESC | ASSETTYPEDESC | _UNFEATURECLASS | _domainNetworkName
Electric | ElectricAssembly | 11 | Low Voltage Switch Bank | 181 | Overhead AC Disconnect | Electric | ElectricAssembly | 11 | Low Voltage Switch Bank | 181 | Overhead AC Disconnect | [9 empty] | fme_feature_type | ASSETGROUP | ASSETTYPE | ASSETGROUPDESC | ASSETTYPEDESC | _UNFEATURECLASS | _domainNetworkName
Electric | ElectricAssembly | 11 | Low Voltage Switch Bank | 182 | Overhead AC Load Break | Electric | ElectricAssembly | 11 | Low Voltage Switch Bank | 182 | Overhead AC Load Break | [9 empty] | fme_feature_type | ASSETGROUP | ASSETTYPE | ASSETGROUPDESC | ASSETTYPEDESC | _UNFEATURECLASS | _domainNetworkName
Electric | ElectricAssembly | 11 | Low Voltage Switch Bank | 183 | Overhead DC Disconnect | Electric | ElectricAssembly | 11 | Low Voltage Switch Bank | 183 | Overhead DC Disconnect | [9 empty] | fme_feature_type | ASSETGROUP | ASSETTYPE | ASSETGROUPDESC | ASSETTYPEDESC | _UNFEATURECLASS | _domainNetworkName
Electric | ElectricAssembly | 11 | Low Voltage Switch Bank | 184 | Overhead DC Load Break | Electric | ElectricAssembly | 11 | Low Voltage Switch Bank | 184 | Overhead DC Load Break | [9 empty] | fme_feature_type | ASSETGROUP | ASSETTYPE | ASSETGROUPDESC | ASSETTYPEDESC | _UNFEATURECLASS | _domainNetworkName
Electric | ElectricAssembly | 11 | Low Voltage Switch Bank | 185 | Underground AC Disconnect | Electric | ElectricAssembly | 11 | Low Voltage Switch Bank | 185 | Underground AC Disconnect | [9 empty] | fme_feature_type | ASSETGROUP | ASSETTYPE | ASSETGROUPDESC | ASSETTYPEDESC | _UNFEATURECLASS | _domainNetworkName
Electric | ElectricAssembly | 11 | Low Voltage Switch Bank | 186 | Underground AC Load Break | Electric | ElectricAssembly | 11 | Low Voltage Switch Bank | 186 | Underground AC Load Break | [9 empty] | fme_feature_type | ASSETGROUP | ASSETTYPE | ASSETGROUPDESC | ASSETTYPEDESC | _UNFEATURECLASS | _domainNetworkName
Electric | ElectricAssembly | 11 | Low Voltage Switch Bank | 187 | Underground DC Disconnect | Electric | ElectricAssembly | 11 | Low Voltage Switch Bank | 187 | Underground DC Disconnect | [9 empty] | fme_feature_type | ASSETGROUP | ASSETTYPE | ASSETGROUPDESC | ASSETTYPEDESC | _UNFEATURECLASS | _domainNetworkName
Electric | ElectricAssembly | 11 | Low Voltage Switch Bank | 188 | Underground DC Load Break | Electric | ElectricAssembly | 11 | Low Voltage Switch Bank | 188 | Underground DC Load Break | [9 empty] | fme_feature_type | ASSETGROUP | ASSETTYPE | ASSETGROUPDESC | ASSETTYPEDESC | _UNFEATURECLASS | _domainNetworkName
Electric | ElectricAssembly | 11 | Low Voltage Switch Bank | 189 | Indoor AC Disconnect | Electric | ElectricAssembly | 11 | Low Voltage Switch Bank | 189 | Indoor AC Disconnect | [9 empty] | fme_feature_type | ASSETGROUP | ASSETTYPE | ASSETGROUPDESC | ASSETTYPEDESC | _UNFEATURECLASS | _domainNetworkName
Electric | ElectricAssembly | 11 | Low Voltage Switch Bank | 190 | Indoor AC Load Break | Electric | ElectricAssembly | 11 | Low Voltage Switch Bank | 190 | Indoor AC Load Break | [9 empty] | fme_feature_type | ASSETGROUP | ASSETTYPE | ASSETGROUPDESC | ASSETTYPEDESC | _UNFEATURECLASS | _domainNetworkName
Electric | ElectricAssembly | 11 | Low Voltage Switch Bank | 191 | Indoor DC Disconnect | Electric | ElectricAssembly | 11 | Low Voltage Switch Bank | 191 | Indoor DC Disconnect | [9 empty] | fme_feature_type | ASSETGROUP | ASSETTYPE | ASSETGROUPDESC | ASSETTYPEDESC | _UNFEATURECLASS | _domainNetworkName
Electric | ElectricAssembly | 11 | Low Voltage Switch Bank | 192 | Indoor DC Load Break | Electric | ElectricAssembly | 11 | Low Voltage Switch Bank | 192 | Indoor DC Load Break | [9 empty] | fme_feature_type | ASSETGROUP | ASSETTYPE | ASSETGROUPDESC | ASSETTYPEDESC | _UNFEATURECLASS | _domainNetworkName
Electric | ElectricAssembly | 12 | Medium Voltage Arrester Bank | 0 | Unknown | Electric | ElectricAssembly | 12 | Medium Voltage Arrester Bank | 0 | Unknown | [9 empty] | fme_feature_type | ASSETGROUP | ASSETTYPE | ASSETGROUPDESC | ASSETTYPEDESC | _UNFEATURECLASS | _domainNetworkName
Electric | ElectricAssembly | 12 | Medium Voltage Arrester Bank | 201 | Indoor | Electric | ElectricAssembly | 12 | Medium Voltage Arrester Bank | 201 | Indoor | [9 empty] | fme_feature_type | ASSETGROUP | ASSETTYPE | ASSETGROUPDESC | ASSETTYPEDESC | _UNFEATURECLASS | _domainNetworkName
Electric | ElectricAssembly | 12 | Medium Voltage Arrester Bank | 202 | Line | Electric | ElectricAssembly | 12 | Medium Voltage Arrester Bank | 202 | Line | [9 empty] | fme_feature_type | ASSETGROUP | ASSETTYPE | ASSETGROUPDESC | ASSETTYPEDESC | _UNFEATURECLASS | _domainNetworkName
Electric | ElectricAssembly | 12 | Medium Voltage Arrester Bank | 203 | Station | Electric | ElectricAssembly | 12 | Medium Voltage Arrester Bank | 203 | Station | [9 empty] | fme_feature_type | ASSETGROUP | ASSETTYPE | ASSETGROUPDESC | ASSETTYPEDESC | _UNFEATURECLASS | _domainNetworkName
Electric | ElectricAssembly | 13 | Medium Voltage Connector Bank | 0 | Unknown | Electric | ElectricAssembly | 13 | Medium Voltage Connector Bank | 0 | Unknown | [9 empty] | fme_feature_type | ASSETGROUP | ASSETTYPE | ASSETGROUPDESC | ASSETTYPEDESC | _UNFEATURECLASS | _domainNetworkName
Electric | ElectricAssembly | 13 | Medium Voltage Connector Bank | 360 | Flying Tap | Electric | ElectricAssembly | 13 | Medium Voltage Connector Bank | 360 | Flying Tap | [9 empty] | fme_feature_type | ASSETGROUP | ASSETTYPE | ASSETGROUPDESC | ASSETTYPEDESC | _UNFEATURECLASS | _domainNetworkName
Electric | ElectricAssembly | 14 | Medium Voltage Fuse Bank | 0 | Unknown | Electric | ElectricAssembly | 14 | Medium Voltage Fuse Bank | 0 | Unknown | Fuse | [8 empty] | fme_feature_type | ASSETGROUP | ASSETTYPE | ASSETGROUPDESC | ASSETTYPEDESC | _UNFEATURECLASS | _domainNetworkName
Electric | ElectricAssembly | 14 | Medium Voltage Fuse Bank | 221 | Overhead Disconnect Fuse Holder | Electric | ElectricAssembly | 14 | Medium Voltage Fuse Bank | 221 | Overhead Disconnect Fuse Holder | [9 empty] | fme_feature_type | ASSETGROUP | ASSETTYPE | ASSETGROUPDESC | ASSETTYPEDESC | _UNFEATURECLASS | _domainNetworkName
Electric | ElectricAssembly | 14 | Medium Voltage Fuse Bank | 222 | Overhead Load Break Fuse Holder | Electric | ElectricAssembly | 14 | Medium Voltage Fuse Bank | 222 | Overhead Load Break Fuse Holder | Fuse | SUBTYPECD | 1 | CONSTRUCTIONTYPE | Overhead |  |  |  |  | fme_feature_type | ASSETGROUP | ASSETTYPE | ASSETGROUPDESC | ASSETTYPEDESC | _UNFEATURECLASS | _domainNetworkName
Electric | ElectricAssembly | 14 | Medium Voltage Fuse Bank | 222 | Overhead Load Break Fuse Holder | Electric | ElectricAssembly | 14 | Medium Voltage Fuse Bank | 222 | Overhead Load Break Fuse Holder | Fuse | SUBTYPECD | 2 | [6 empty] | fme_feature_type | ASSETGROUP | ASSETTYPE | ASSETGROUPDESC | ASSETTYPEDESC | _UNFEATURECLASS | _domainNetworkName
Electric | ElectricAssembly | 14 | Medium Voltage Fuse Bank | 222 | Overhead Load Break Fuse Holder | Electric | ElectricAssembly | 14 | Medium Voltage Fuse Bank | 222 | Overhead Load Break Fuse Holder | Fuse | SUBTYPECD | 4 | CONSTRUCTIONTYPE | Overhead |  |  |  |  | fme_feature_type | ASSETGROUP | ASSETTYPE | ASSETGROUPDESC | ASSETTYPEDESC | _UNFEATURECLASS | _domainNetworkName
Electric | ElectricAssembly | 14 | Medium Voltage Fuse Bank | 223 | Pad Mounted Disconnect | Electric | ElectricAssembly | 14 | Medium Voltage Fuse Bank | 223 | Pad Mounted Disconnect | [9 empty] | fme_feature_type | ASSETGROUP | ASSETTYPE | ASSETGROUPDESC | ASSETTYPEDESC | _UNFEATURECLASS | _domainNetworkName
Electric | ElectricAssembly | 14 | Medium Voltage Fuse Bank | 224 | Pad Mounted Load Break | Electric | ElectricAssembly | 14 | Medium Voltage Fuse Bank | 224 | Pad Mounted Load Break | Fuse | SUBTYPECD | 3 | _FACILITYTYPE | switch |  |  |  |  | fme_feature_type | ASSETGROUP | ASSETTYPE | ASSETGROUPDESC | ASSETTYPEDESC | _UNFEATURECLASS | _domainNetworkName
Electric | ElectricAssembly | 14 | Medium Voltage Fuse Bank | 224 | Pad Mounted Load Break | Electric | ElectricAssembly | 14 | Medium Voltage Fuse Bank | 224 | Pad Mounted Load Break | Fuse | SUBTYPECD | 3 | _FACILITYTYPE | switch |  |  |  |  | fme_feature_type | ASSETGROUP | ASSETTYPE | ASSETGROUPDESC | ASSETTYPEDESC | _UNFEATURECLASS | _domainNetworkName
Electric | ElectricAssembly | 15 | Medium Voltage Power Factor Correcting Bank | 0 | Unknown | Electric | ElectricAssembly | 15 | Medium Voltage Power Factor Correcting Bank | 0 | Unknown | PFCorrectingEquipment | [8 empty] | fme_feature_type | ASSETGROUP | ASSETTYPE | ASSETGROUPDESC | ASSETTYPEDESC | _UNFEATURECLASS | _domainNetworkName
Electric | ElectricAssembly | 15 | Medium Voltage Power Factor Correcting Bank | 241 | Mobile Capacitor | Electric | ElectricAssembly | 15 | Medium Voltage Power Factor Correcting Bank | 241 | Mobile Capacitor | [9 empty] | fme_feature_type | ASSETGROUP | ASSETTYPE | ASSETGROUPDESC | ASSETTYPEDESC | _UNFEATURECLASS | _domainNetworkName
Electric | ElectricAssembly | 15 | Medium Voltage Power Factor Correcting Bank | 242 | Overhead Capacitor | Electric | ElectricAssembly | 15 | Medium Voltage Power Factor Correcting Bank | 242 | Overhead Capacitor | PFCorrectingEquipment | CONSTRUCTIONTYPE | Overhead | [6 empty] | fme_feature_type | ASSETGROUP | ASSETTYPE | ASSETGROUPDESC | ASSETTYPEDESC | _UNFEATURECLASS | _domainNetworkName
Electric | ElectricAssembly | 15 | Medium Voltage Power Factor Correcting Bank | 243 | Overhead Harmonic Filter | Electric | ElectricAssembly | 15 | Medium Voltage Power Factor Correcting Bank | 243 | Overhead Harmonic Filter | [9 empty] | fme_feature_type | ASSETGROUP | ASSETTYPE | ASSETGROUPDESC | ASSETTYPEDESC | _UNFEATURECLASS | _domainNetworkName
Electric | ElectricAssembly | 15 | Medium Voltage Power Factor Correcting Bank | 244 | Pad Mounted Capacitor | Electric | ElectricAssembly | 15 | Medium Voltage Power Factor Correcting Bank | 244 | Pad Mounted Capacitor | PFCorrectingEquipment | CONSTRUCTIONTYPE | Underground | [6 empty] | fme_feature_type | ASSETGROUP | ASSETTYPE | ASSETGROUPDESC | ASSETTYPEDESC | _UNFEATURECLASS | _domainNetworkName
Electric | ElectricAssembly | 15 | Medium Voltage Power Factor Correcting Bank | 245 | Pad Mounted Harmonic Filter | Electric | ElectricAssembly | 15 | Medium Voltage Power Factor Correcting Bank | 245 | Pad Mounted Harmonic Filter | [9 empty] | fme_feature_type | ASSETGROUP | ASSETTYPE | ASSETGROUPDESC | ASSETTYPEDESC | _UNFEATURECLASS | _domainNetworkName
Electric | ElectricAssembly | 16 | Medium Voltage Regulator Bank | 0 | Unknown | Electric | ElectricAssembly | 16 | Medium Voltage Regulator Bank | 0 | Unknown | [9 empty] | fme_feature_type | ASSETGROUP | ASSETTYPE | ASSETGROUPDESC | ASSETTYPEDESC | _UNFEATURECLASS | _domainNetworkName
Electric | ElectricAssembly | 16 | Medium Voltage Regulator Bank | 261 | Overhead Single Phase Regulator | Electric | ElectricAssembly | 16 | Medium Voltage Regulator Bank | 261 | Overhead Single Phase Regulator | [9 empty] | fme_feature_type | ASSETGROUP | ASSETTYPE | ASSETGROUPDESC | ASSETTYPEDESC | _UNFEATURECLASS | _domainNetworkName
Electric | ElectricAssembly | 16 | Medium Voltage Regulator Bank | 262 | Overhead Single Phase Regulator Delta | Electric | ElectricAssembly | 16 | Medium Voltage Regulator Bank | 262 | Overhead Single Phase Regulator Delta | [9 empty] | fme_feature_type | ASSETGROUP | ASSETTYPE | ASSETGROUPDESC | ASSETTYPEDESC | _UNFEATURECLASS | _domainNetworkName
Electric | ElectricAssembly | 16 | Medium Voltage Regulator Bank | 264 | Overhead Single Phase Regulator Wye | Electric | ElectricAssembly | 16 | Medium Voltage Regulator Bank | 264 | Overhead Single Phase Regulator Wye | [9 empty] | fme_feature_type | ASSETGROUP | ASSETTYPE | ASSETGROUPDESC | ASSETTYPEDESC | _UNFEATURECLASS | _domainNetworkName
Electric | ElectricAssembly | 16 | Medium Voltage Regulator Bank | 265 | Overhead Three Phase Regulator | Electric | ElectricAssembly | 16 | Medium Voltage Regulator Bank | 265 | Overhead Three Phase Regulator | [9 empty] | fme_feature_type | ASSETGROUP | ASSETTYPE | ASSETGROUPDESC | ASSETTYPEDESC | _UNFEATURECLASS | _domainNetworkName
Electric | ElectricAssembly | 16 | Medium Voltage Regulator Bank | 266 | Overhead Three Phase Regulator Delta | Electric | ElectricAssembly | 16 | Medium Voltage Regulator Bank | 266 | Overhead Three Phase Regulator Delta | [9 empty] | fme_feature_type | ASSETGROUP | ASSETTYPE | ASSETGROUPDESC | ASSETTYPEDESC | _UNFEATURECLASS | _domainNetworkName
Electric | ElectricAssembly | 16 | Medium Voltage Regulator Bank | 267 | Overhead Three Phase Regulator Open Delta | Electric | ElectricAssembly | 16 | Medium Voltage Regulator Bank | 267 | Overhead Three Phase Regulator Open Delta | [9 empty] | fme_feature_type | ASSETGROUP | ASSETTYPE | ASSETGROUPDESC | ASSETTYPEDESC | _UNFEATURECLASS | _domainNetworkName
Electric | ElectricAssembly | 16 | Medium Voltage Regulator Bank | 268 | Overhead Three Phase Regulator Wye | Electric | ElectricAssembly | 16 | Medium Voltage Regulator Bank | 268 | Overhead Three Phase Regulator Wye | [9 empty] | fme_feature_type | ASSETGROUP | ASSETTYPE | ASSETGROUPDESC | ASSETTYPEDESC | _UNFEATURECLASS | _domainNetworkName
Electric | ElectricAssembly | 16 | Medium Voltage Regulator Bank | 269 | Pad Mounted Single Phase Regulator | Electric | ElectricAssembly | 16 | Medium Voltage Regulator Bank | 269 | Pad Mounted Single Phase Regulator | [9 empty] | fme_feature_type | ASSETGROUP | ASSETTYPE | ASSETGROUPDESC | ASSETTYPEDESC | _UNFEATURECLASS | _domainNetworkName
Electric | ElectricAssembly | 16 | Medium Voltage Regulator Bank | 270 | Pad Mounted Three Phase Regulator | Electric | ElectricAssembly | 16 | Medium Voltage Regulator Bank | 270 | Pad Mounted Three Phase Regulator | [9 empty] | fme_feature_type | ASSETGROUP | ASSETTYPE | ASSETGROUPDESC | ASSETTYPEDESC | _UNFEATURECLASS | _domainNetworkName
Electric | ElectricAssembly | 16 | Medium Voltage Regulator Bank | 271 | Pad Mounted Three Phase Regulator Delta | Electric | ElectricAssembly | 16 | Medium Voltage Regulator Bank | 271 | Pad Mounted Three Phase Regulator Delta | [9 empty] | fme_feature_type | ASSETGROUP | ASSETTYPE | ASSETGROUPDESC | ASSETTYPEDESC | _UNFEATURECLASS | _domainNetworkName
Electric | ElectricAssembly | 16 | Medium Voltage Regulator Bank | 272 | Pad Mounted Three Phase Regulator Wye | Electric | ElectricAssembly | 16 | Medium Voltage Regulator Bank | 272 | Pad Mounted Three Phase Regulator Wye | [9 empty] | fme_feature_type | ASSETGROUP | ASSETTYPE | ASSETGROUPDESC | ASSETTYPEDESC | _UNFEATURECLASS | _domainNetworkName
Electric | ElectricAssembly | 17 | Medium Voltage Service Bank | 0 | Unknown | Electric | ElectricAssembly | 17 | Medium Voltage Service Bank | 0 | Unknown | [9 empty] | fme_feature_type | ASSETGROUP | ASSETTYPE | ASSETGROUPDESC | ASSETTYPEDESC | _UNFEATURECLASS | _domainNetworkName
Electric | ElectricAssembly | 17 | Medium Voltage Service Bank | 281 | PM Commercial Customer | Electric | ElectricAssembly | 17 | Medium Voltage Service Bank | 281 | PM Commercial Customer | [9 empty] | fme_feature_type | ASSETGROUP | ASSETTYPE | ASSETGROUPDESC | ASSETTYPEDESC | _UNFEATURECLASS | _domainNetworkName
Electric | ElectricAssembly | 17 | Medium Voltage Service Bank | 282 | PM Industrial Customer | Electric | ElectricAssembly | 17 | Medium Voltage Service Bank | 282 | PM Industrial Customer | [9 empty] | fme_feature_type | ASSETGROUP | ASSETTYPE | ASSETGROUPDESC | ASSETTYPEDESC | _UNFEATURECLASS | _domainNetworkName
Electric | ElectricAssembly | 17 | Medium Voltage Service Bank | 283 | Primary Meter | Electric | ElectricAssembly | 17 | Medium Voltage Service Bank | 283 | Primary Meter | [9 empty] | fme_feature_type | ASSETGROUP | ASSETTYPE | ASSETGROUPDESC | ASSETTYPEDESC | _UNFEATURECLASS | _domainNetworkName
Electric | ElectricAssembly | 17 | Medium Voltage Service Bank | 284 | Residential | Electric | ElectricAssembly | 17 | Medium Voltage Service Bank | 284 | Residential | [9 empty] | fme_feature_type | ASSETGROUP | ASSETTYPE | ASSETGROUPDESC | ASSETTYPEDESC | _UNFEATURECLASS | _domainNetworkName
Electric | ElectricAssembly | 18 | Medium Voltage Switch Bank | 0 | Unknown | Electric | ElectricAssembly | 18 | Medium Voltage Switch Bank | 0 | Unknown | DynamicProtectiveDevice | [8 empty] | fme_feature_type | ASSETGROUP | ASSETTYPE | ASSETGROUPDESC | ASSETTYPEDESC | _UNFEATURECLASS | _domainNetworkName
Electric | ElectricAssembly | 18 | Medium Voltage Switch Bank | 301 | Overhead Disconnect Switch | Electric | ElectricAssembly | 18 | Medium Voltage Switch Bank | 301 | Overhead Disconnect Switch | Switch | SUBTYPECD | 1 | [6 empty] | fme_feature_type | ASSETGROUP | ASSETTYPE | ASSETGROUPDESC | ASSETTYPEDESC | _UNFEATURECLASS | _domainNetworkName
Electric | ElectricAssembly | 18 | Medium Voltage Switch Bank | 301 | Overhead Disconnect Switch | Electric | ElectricAssembly | 18 | Medium Voltage Switch Bank | 301 | Overhead Disconnect Switch | Switch | SUBTYPECD | 2 | [6 empty] | fme_feature_type | ASSETGROUP | ASSETTYPE | ASSETGROUPDESC | ASSETTYPEDESC | _UNFEATURECLASS | _domainNetworkName
Electric | ElectricAssembly | 18 | Medium Voltage Switch Bank | 301 | Overhead Disconnect Switch | Electric | ElectricAssembly | 18 | Medium Voltage Switch Bank | 301 | Overhead Disconnect Switch | Switch | SUBTYPECD | 5 | CONSTRUCTIONTYPE | Overhead |  |  |  |  | fme_feature_type | ASSETGROUP | ASSETTYPE | ASSETGROUPDESC | ASSETTYPEDESC | _UNFEATURECLASS | _domainNetworkName
Electric | ElectricAssembly | 18 | Medium Voltage Switch Bank | 301 | Overhead Disconnect Switch | Electric | ElectricAssembly | 18 | Medium Voltage Switch Bank | 301 | Overhead Disconnect Switch | DynamicProtectiveDevice | SUBTYPECD | 1 | CONSTRUCTIONTYPE | Overhead |  |  |  |  | fme_feature_type | ASSETGROUP | ASSETTYPE | ASSETGROUPDESC | ASSETTYPEDESC | _UNFEATURECLASS | _domainNetworkName
Electric | ElectricAssembly | 18 | Medium Voltage Switch Bank | 302 | Overhead Load Break Switch | Electric | ElectricAssembly | 18 | Medium Voltage Switch Bank | 302 | Overhead Load Break Switch | [9 empty] | fme_feature_type | ASSETGROUP | ASSETTYPE | ASSETGROUPDESC | ASSETTYPEDESC | _UNFEATURECLASS | _domainNetworkName
Electric | ElectricAssembly | 18 | Medium Voltage Switch Bank | 303 | Overhead Recloser | Electric | ElectricAssembly | 18 | Medium Voltage Switch Bank | 303 | Overhead Recloser | DynamicProtectiveDevice | SUBTYPECD | 3 | CONSTRUCTIONTYPE | Overhead |  |  |  |  | fme_feature_type | ASSETGROUP | ASSETTYPE | ASSETGROUPDESC | ASSETTYPEDESC | _UNFEATURECLASS | _domainNetworkName
Electric | ElectricAssembly | 18 | Medium Voltage Switch Bank | 303 | Overhead Recloser | Electric | ElectricAssembly | 18 | Medium Voltage Switch Bank | 303 | Overhead Recloser | DynamicProtectiveDevice | SUBTYPECD | 4 | CONSTRUCTIONTYPE | Overhead |  |  |  |  | fme_feature_type | ASSETGROUP | ASSETTYPE | ASSETGROUPDESC | ASSETTYPEDESC | _UNFEATURECLASS | _domainNetworkName
Electric | ElectricAssembly | 18 | Medium Voltage Switch Bank | 303 | Overhead Recloser | Electric | ElectricAssembly | 18 | Medium Voltage Switch Bank | 303 | Overhead Recloser | DynamicProtectiveDevice | SUBTYPECD | 5 | CONSTRUCTIONTYPE | Overhead |  |  |  |  | fme_feature_type | ASSETGROUP | ASSETTYPE | ASSETGROUPDESC | ASSETTYPEDESC | _UNFEATURECLASS | _domainNetworkName
Electric | ElectricAssembly | 18 | Medium Voltage Switch Bank | 303 | Overhead Recloser | Electric | ElectricAssembly | 18 | Medium Voltage Switch Bank | 303 | Overhead Recloser | DynamicProtectiveDevice | SUBTYPECD | 6 | CONSTRUCTIONTYPE | Overhead |  |  |  |  | fme_feature_type | ASSETGROUP | ASSETTYPE | ASSETGROUPDESC | ASSETTYPEDESC | _UNFEATURECLASS | _domainNetworkName
Electric | ElectricAssembly | 18 | Medium Voltage Switch Bank | 303 | Overhead Recloser | Electric | ElectricAssembly | 18 | Medium Voltage Switch Bank | 303 | Overhead Recloser | DynamicProtectiveDevice | SUBTYPECD | 7 | CONSTRUCTIONTYPE | Overhead |  |  |  |  | fme_feature_type | ASSETGROUP | ASSETTYPE | ASSETGROUPDESC | ASSETTYPEDESC | _UNFEATURECLASS | _domainNetworkName
Electric | ElectricAssembly | 18 | Medium Voltage Switch Bank | 304 | Overhead Sectionalizer | Electric | ElectricAssembly | 18 | Medium Voltage Switch Bank | 304 | Overhead Sectionalizer | DynamicProtectiveDevice | SUBTYPECD | 8 | CONSTRUCTIONTYPE | Overhead |  |  |  |  | fme_feature_type | ASSETGROUP | ASSETTYPE | ASSETGROUPDESC | ASSETTYPEDESC | _UNFEATURECLASS | _domainNetworkName
Electric | ElectricAssembly | 18 | Medium Voltage Switch Bank | 304 | Overhead Sectionalizer | Electric | ElectricAssembly | 18 | Medium Voltage Switch Bank | 304 | Overhead Sectionalizer | DynamicProtectiveDevice | SUBTYPECD | 9 | CONSTRUCTIONTYPE | Overhead |  |  |  |  | fme_feature_type | ASSETGROUP | ASSETTYPE | ASSETGROUPDESC | ASSETTYPEDESC | _UNFEATURECLASS | _domainNetworkName
Electric | ElectricAssembly | 18 | Medium Voltage Switch Bank | 304 | Overhead Sectionalizer | Electric | ElectricAssembly | 18 | Medium Voltage Switch Bank | 304 | Overhead Sectionalizer | DynamicProtectiveDevice | SUBTYPECD | 10 | CONSTRUCTIONTYPE | Overhead |  |  |  |  | fme_feature_type | ASSETGROUP | ASSETTYPE | ASSETGROUPDESC | ASSETTYPEDESC | _UNFEATURECLASS | _domainNetworkName
Electric | ElectricAssembly | 18 | Medium Voltage Switch Bank | 304 | Overhead Sectionalizer | Electric | ElectricAssembly | 18 | Medium Voltage Switch Bank | 304 | Overhead Sectionalizer | DynamicProtectiveDevice | SUBTYPECD | 11 | CONSTRUCTIONTYPE | Overhead |  |  |  |  | fme_feature_type | ASSETGROUP | ASSETTYPE | ASSETGROUPDESC | ASSETTYPEDESC | _UNFEATURECLASS | _domainNetworkName
Electric | ElectricAssembly | 18 | Medium Voltage Switch Bank | 305 | Station Disconnect Switch | Electric | ElectricAssembly | 18 | Medium Voltage Switch Bank | 305 | Station Disconnect Switch | [9 empty] | fme_feature_type | ASSETGROUP | ASSETTYPE | ASSETGROUPDESC | ASSETTYPEDESC | _UNFEATURECLASS | _domainNetworkName
Electric | ElectricAssembly | 18 | Medium Voltage Switch Bank | 306 | Station Load Break Switch | Electric | ElectricAssembly | 18 | Medium Voltage Switch Bank | 306 | Station Load Break Switch | [9 empty] | fme_feature_type | ASSETGROUP | ASSETTYPE | ASSETGROUPDESC | ASSETTYPEDESC | _UNFEATURECLASS | _domainNetworkName
Electric | ElectricAssembly | 18 | Medium Voltage Switch Bank | 309 | Pad Mounted Recloser | Electric | ElectricAssembly | 18 | Medium Voltage Switch Bank | 307 | Pad Mounted Recloser | DynamicProtectiveDevice | SUBTYPECD | 1 | CONSTRUCTIONTYPE | Underground |  |  |  |  | fme_feature_type | ASSETGROUP | ASSETTYPE | ASSETGROUPDESC | ASSETTYPEDESC | _UNFEATURECLASS | _domainNetworkName
Electric | ElectricAssembly | 18 | Medium Voltage Switch Bank | 307 | Pad Mounted Recloser | Electric | ElectricAssembly | 18 | Medium Voltage Switch Bank | 307 | Pad Mounted Recloser | DynamicProtectiveDevice | SUBTYPECD | 3 | CONSTRUCTIONTYPE | Underground |  |  |  |  | fme_feature_type | ASSETGROUP | ASSETTYPE | ASSETGROUPDESC | ASSETTYPEDESC | _UNFEATURECLASS | _domainNetworkName
Electric | ElectricAssembly | 18 | Medium Voltage Switch Bank | 307 | Pad Mounted Recloser | Electric | ElectricAssembly | 18 | Medium Voltage Switch Bank | 307 | Pad Mounted Recloser | DynamicProtectiveDevice | SUBTYPECD | 4 | CONSTRUCTIONTYPE | Underground |  |  |  |  | fme_feature_type | ASSETGROUP | ASSETTYPE | ASSETGROUPDESC | ASSETTYPEDESC | _UNFEATURECLASS | _domainNetworkName
Electric | ElectricAssembly | 18 | Medium Voltage Switch Bank | 307 | Pad Mounted Recloser | Electric | ElectricAssembly | 18 | Medium Voltage Switch Bank | 307 | Pad Mounted Recloser | DynamicProtectiveDevice | SUBTYPECD | 5 | CONSTRUCTIONTYPE | Underground |  |  |  |  | fme_feature_type | ASSETGROUP | ASSETTYPE | ASSETGROUPDESC | ASSETTYPEDESC | _UNFEATURECLASS | _domainNetworkName
Electric | ElectricAssembly | 18 | Medium Voltage Switch Bank | 307 | Pad Mounted Recloser | Electric | ElectricAssembly | 18 | Medium Voltage Switch Bank | 307 | Pad Mounted Recloser | DynamicProtectiveDevice | SUBTYPECD | 6 | CONSTRUCTIONTYPE | Underground |  |  |  |  | fme_feature_type | ASSETGROUP | ASSETTYPE | ASSETGROUPDESC | ASSETTYPEDESC | _UNFEATURECLASS | _domainNetworkName
Electric | ElectricAssembly | 18 | Medium Voltage Switch Bank | 307 | Pad Mounted Recloser | Electric | ElectricAssembly | 18 | Medium Voltage Switch Bank | 307 | Pad Mounted Recloser | DynamicProtectiveDevice | SUBTYPECD | 7 | CONSTRUCTIONTYPE | Underground |  |  |  |  | fme_feature_type | ASSETGROUP | ASSETTYPE | ASSETGROUPDESC | ASSETTYPEDESC | _UNFEATURECLASS | _domainNetworkName
Electric | ElectricAssembly | 18 | Medium Voltage Switch Bank | 308 | Pad Mounted Sectionalizer | Electric | ElectricAssembly | 18 | Medium Voltage Switch Bank | 308 | Pad Mounted Sectionalizer | DynamicProtectiveDevice | SUBTYPECD | 8 | CONSTRUCTIONTYPE | Underground |  |  |  |  | fme_feature_type | ASSETGROUP | ASSETTYPE | ASSETGROUPDESC | ASSETTYPEDESC | _UNFEATURECLASS | _domainNetworkName
Electric | ElectricAssembly | 18 | Medium Voltage Switch Bank | 308 | Pad Mounted Sectionalizer | Electric | ElectricAssembly | 18 | Medium Voltage Switch Bank | 308 | Pad Mounted Sectionalizer | DynamicProtectiveDevice | SUBTYPECD | 9 | CONSTRUCTIONTYPE | Underground |  |  |  |  | fme_feature_type | ASSETGROUP | ASSETTYPE | ASSETGROUPDESC | ASSETTYPEDESC | _UNFEATURECLASS | _domainNetworkName
Electric | ElectricAssembly | 18 | Medium Voltage Switch Bank | 308 | Pad Mounted Sectionalizer | Electric | ElectricAssembly | 18 | Medium Voltage Switch Bank | 308 | Pad Mounted Sectionalizer | DynamicProtectiveDevice | SUBTYPECD | 10 | CONSTRUCTIONTYPE | Underground |  |  |  |  | fme_feature_type | ASSETGROUP | ASSETTYPE | ASSETGROUPDESC | ASSETTYPEDESC | _UNFEATURECLASS | _domainNetworkName
Electric | ElectricAssembly | 18 | Medium Voltage Switch Bank | 308 | Pad Mounted Sectionalizer | Electric | ElectricAssembly | 18 | Medium Voltage Switch Bank | 308 | Pad Mounted Sectionalizer | DynamicProtectiveDevice | SUBTYPECD | 11 | CONSTRUCTIONTYPE | Underground |  |  |  |  | fme_feature_type | ASSETGROUP | ASSETTYPE | ASSETGROUPDESC | ASSETTYPEDESC | _UNFEATURECLASS | _domainNetworkName
Electric | ElectricAssembly | 18 | Medium Voltage Switch Bank | 309 | Pad Mounted Switch | Electric | ElectricAssembly | 18 | Medium Voltage Switch Bank | 309 | Pad Mounted Switch | SwitchingFacility | SUBTYPECD | 1 | [6 empty] | fme_feature_type | ASSETGROUP | ASSETTYPE | ASSETGROUPDESC | ASSETTYPEDESC | _UNFEATURECLASS | _domainNetworkName
Electric | ElectricAssembly | 18 | Medium Voltage Switch Bank | 310 | Pad Mounted Switch | Electric | ElectricAssembly | 18 | Medium Voltage Switch Bank | 309 | Pad Mounted Switch | SwitchingFacility | SUBTYPECD | 2 | [6 empty] | fme_feature_type | ASSETGROUP | ASSETTYPE | ASSETGROUPDESC | ASSETTYPEDESC | _UNFEATURECLASS | _domainNetworkName
Electric | ElectricAssembly | 18 | Medium Voltage Switch Bank | 311 | Pad Mounted Switch | Electric | ElectricAssembly | 18 | Medium Voltage Switch Bank | 309 | Pad Mounted Switch | SwitchingFacility | SUBTYPECD | 3 | [6 empty] | fme_feature_type | ASSETGROUP | ASSETTYPE | ASSETGROUPDESC | ASSETTYPEDESC | _UNFEATURECLASS | _domainNetworkName
Electric | ElectricAssembly | 18 | Medium Voltage Switch Bank | 312 | Pad Mounted Switch | Electric | ElectricAssembly | 18 | Medium Voltage Switch Bank | 309 | Pad Mounted Switch | SwitchingFacility | SUBTYPECD | 4 | [6 empty] | fme_feature_type | ASSETGROUP | ASSETTYPE | ASSETGROUPDESC | ASSETTYPEDESC | _UNFEATURECLASS | _domainNetworkName
Electric | ElectricAssembly | 18 | Medium Voltage Switch Bank | 313 | Pad Mounted Switch | Electric | ElectricAssembly | 18 | Medium Voltage Switch Bank | 309 | Pad Mounted Switch | SwitchingFacility | SUBTYPECD | 5 | [6 empty] | fme_feature_type | ASSETGROUP | ASSETTYPE | ASSETGROUPDESC | ASSETTYPEDESC | _UNFEATURECLASS | _domainNetworkName
Electric | ElectricAssembly | 18 | Medium Voltage Switch Bank | 310 | Overhead Jumper | Electric | ElectricAssembly | 18 | Medium Voltage Switch Bank | 310 | Overhead Jumper | [9 empty] | fme_feature_type | ASSETGROUP | ASSETTYPE | ASSETGROUPDESC | ASSETTYPEDESC | _UNFEATURECLASS | _domainNetworkName
Electric | ElectricAssembly | 18 | Medium Voltage Switch Bank | 311 | Pad Mounted Switch | Electric | ElectricAssembly | 18 | Medium Voltage Switch Bank | 311 | Underground Switch | [9 empty] | fme_feature_type | ASSETGROUP | ASSETTYPE | ASSETGROUPDESC | ASSETTYPEDESC | _UNFEATURECLASS | _domainNetworkName
Electric | ElectricAssembly | 19 | Medium Voltage Transformer Bank | 0 | Unknown | Electric | ElectricAssembly | 19 | Medium Voltage Transformer Bank | 0 | Unknown | [9 empty] | fme_feature_type | ASSETGROUP | ASSETTYPE | ASSETGROUPDESC | ASSETTYPEDESC | _UNFEATURECLASS | _domainNetworkName
Electric | ElectricAssembly | 19 | Medium Voltage Transformer Bank | 321 | Overhead Single Phase | Electric | ElectricAssembly | 19 | Medium Voltage Transformer Bank | 321 | Overhead Single Phase | Transformer | SUBTYPECD | 2 | PHASEDESIGNATION | 1 | CONSTRUCTIONTYPE | Overhead |  |  | fme_feature_type | ASSETGROUP | ASSETTYPE | ASSETGROUPDESC | ASSETTYPEDESC | _UNFEATURECLASS | _domainNetworkName
Electric | ElectricAssembly | 19 | Medium Voltage Transformer Bank | 321 | Overhead Single Phase | Electric | ElectricAssembly | 19 | Medium Voltage Transformer Bank | 321 | Overhead Single Phase | Transformer | SUBTYPECD | 2 | PHASEDESIGNATION | 2 | CONSTRUCTIONTYPE | Overhead |  |  | fme_feature_type | ASSETGROUP | ASSETTYPE | ASSETGROUPDESC | ASSETTYPEDESC | _UNFEATURECLASS | _domainNetworkName
Electric | ElectricAssembly | 19 | Medium Voltage Transformer Bank | 321 | Overhead Single Phase | Electric | ElectricAssembly | 19 | Medium Voltage Transformer Bank | 321 | Overhead Single Phase | Transformer | SUBTYPECD | 2 | PHASEDESIGNATION | 4 | CONSTRUCTIONTYPE | Overhead |  |  | fme_feature_type | ASSETGROUP | ASSETTYPE | ASSETGROUPDESC | ASSETTYPEDESC | _UNFEATURECLASS | _domainNetworkName
Electric | ElectricAssembly | 19 | Medium Voltage Transformer Bank | 321 | Overhead Single Phase | Electric | ElectricAssembly | 19 | Medium Voltage Transformer Bank | 321 | Overhead Single Phase | Transformer | SUBTYPECD | 2 | PHASEDESIGNATION | 3 | CONSTRUCTIONTYPE | Overhead |  |  | fme_feature_type | ASSETGROUP | ASSETTYPE | ASSETGROUPDESC | ASSETTYPEDESC | _UNFEATURECLASS | _domainNetworkName
Electric | ElectricAssembly | 19 | Medium Voltage Transformer Bank | 321 | Overhead Single Phase | Electric | ElectricAssembly | 19 | Medium Voltage Transformer Bank | 321 | Overhead Single Phase | Transformer | SUBTYPECD | 2 | PHASEDESIGNATION | 5 | CONSTRUCTIONTYPE | Overhead |  |  | fme_feature_type | ASSETGROUP | ASSETTYPE | ASSETGROUPDESC | ASSETTYPEDESC | _UNFEATURECLASS | _domainNetworkName
Electric | ElectricAssembly | 19 | Medium Voltage Transformer Bank | 321 | Overhead Single Phase | Electric | ElectricAssembly | 19 | Medium Voltage Transformer Bank | 321 | Overhead Single Phase | Transformer | SUBTYPECD | 2 | PHASEDESIGNATION | 6 | CONSTRUCTIONTYPE | Overhead |  |  | fme_feature_type | ASSETGROUP | ASSETTYPE | ASSETGROUPDESC | ASSETTYPEDESC | _UNFEATURECLASS | _domainNetworkName
Electric | ElectricAssembly | 19 | Medium Voltage Transformer Bank | 322 | Overhead Three Phase | Electric | ElectricAssembly | 19 | Medium Voltage Transformer Bank | 322 | Overhead Three Phase | [9 empty] | fme_feature_type | ASSETGROUP | ASSETTYPE | ASSETGROUPDESC | ASSETTYPEDESC | _UNFEATURECLASS | _domainNetworkName
Electric | ElectricAssembly | 19 | Medium Voltage Transformer Bank | 323 | Overhead Three Phase Delta | Electric | ElectricAssembly | 19 | Medium Voltage Transformer Bank | 323 | Overhead Three Phase Delta | Transformer | SUBTYPECD | 6 | PHASEDESIGNATION | 7 | CONSTRUCTIONTYPE | Overhead | HIGHSIDECONFIGURATION | D | fme_feature_type | ASSETGROUP | ASSETTYPE | ASSETGROUPDESC | ASSETTYPEDESC | _UNFEATURECLASS | _domainNetworkName
Electric | ElectricAssembly | 19 | Medium Voltage Transformer Bank | 323 | Overhead Three Phase Delta | Electric | ElectricAssembly | 19 | Medium Voltage Transformer Bank | 323 | Overhead Three Phase Delta | Transformer | SUBTYPECD | 6 | PHASEDESIGNATION | 7 | CONSTRUCTIONTYPE | Overhead | HIGHSIDECONFIGURATION | OD | fme_feature_type | ASSETGROUP | ASSETTYPE | ASSETGROUPDESC | ASSETTYPEDESC | _UNFEATURECLASS | _domainNetworkName
Electric | ElectricAssembly | 19 | Medium Voltage Transformer Bank | 323 | Overhead Three Phase Delta | Electric | ElectricAssembly | 19 | Medium Voltage Transformer Bank | 323 | Overhead Three Phase Delta | Transformer | SUBTYPECD | 6 | PHASEDESIGNATION | 7 | CONSTRUCTIONTYPE | Overhead | HIGHSIDECONFIGURATION | LL | fme_feature_type | ASSETGROUP | ASSETTYPE | ASSETGROUPDESC | ASSETTYPEDESC | _UNFEATURECLASS | _domainNetworkName
Electric | ElectricAssembly | 19 | Medium Voltage Transformer Bank | 324 | Overhead Thee Phase Open Delta | Electric | ElectricAssembly | 19 | Medium Voltage Transformer Bank | 324 | Overhead Three Phase Open Delta | Transformer | SUBTYPECD | 4 | PHASEDESIGNATION | 7 | CONSTRUCTIONTYPE | Overhead |  |  | fme_feature_type | ASSETGROUP | ASSETTYPE | ASSETGROUPDESC | ASSETTYPEDESC | _UNFEATURECLASS | _domainNetworkName
Electric | ElectricAssembly | 19 | Medium Voltage Transformer Bank | 325 | Overhead Three Phase Open Wye | Electric | ElectricAssembly | 19 | Medium Voltage Transformer Bank | 325 | Overhead Three Phase Open Wye | [9 empty] | fme_feature_type | ASSETGROUP | ASSETTYPE | ASSETGROUPDESC | ASSETTYPEDESC | _UNFEATURECLASS | _domainNetworkName
Electric | ElectricAssembly | 19 | Medium Voltage Transformer Bank | 326 | Overhead Three Phase Wye | Electric | ElectricAssembly | 19 | Medium Voltage Transformer Bank | 326 | Overhead Three Phase Wye | Transformer | SUBTYPECD | 6 | PHASEDESIGNATION | 7 | CONSTRUCTIONTYPE | Overhead | HIGHSIDECONFIGURATION | Y | fme_feature_type | ASSETGROUP | ASSETTYPE | ASSETGROUPDESC | ASSETTYPEDESC | _UNFEATURECLASS | _domainNetworkName
Electric | ElectricAssembly | 19 | Medium Voltage Transformer Bank | 326 | Overhead Three Phase Wye | Electric | ElectricAssembly | 19 | Medium Voltage Transformer Bank | 326 | Overhead Three Phase Wye | Transformer | SUBTYPECD | 6 | PHASEDESIGNATION | 7 | CONSTRUCTIONTYPE | Overhead | HIGHSIDECONFIGURATION | OY | fme_feature_type | ASSETGROUP | ASSETTYPE | ASSETGROUPDESC | ASSETTYPEDESC | _UNFEATURECLASS | _domainNetworkName
Electric | ElectricAssembly | 19 | Medium Voltage Transformer Bank | 326 | Overhead Three Phase Wye | Electric | ElectricAssembly | 19 | Medium Voltage Transformer Bank | 326 | Overhead Three Phase Wye | Transformer | SUBTYPECD | 6 | PHASEDESIGNATION | 7 | CONSTRUCTIONTYPE | Overhead | HIGHSIDECONFIGURATION | LG | fme_feature_type | ASSETGROUP | ASSETTYPE | ASSETGROUPDESC | ASSETTYPEDESC | _UNFEATURECLASS | _domainNetworkName
Electric | ElectricAssembly | 19 | Medium Voltage Transformer Bank | 327 | Overhead Step Single Phase | Electric | ElectricAssembly | 19 | Medium Voltage Transformer Bank | 327 | Overhead Step Single Phase | Transformer | SUBTYPECD | 8 | PHASEDESIGNATION | 1 | CONSTRUCTIONTYPE | Overhead | HIGHSIDECONFIGURATION | Y | fme_feature_type | ASSETGROUP | ASSETTYPE | ASSETGROUPDESC | ASSETTYPEDESC | _UNFEATURECLASS | _domainNetworkName
Electric | ElectricAssembly | 19 | Medium Voltage Transformer Bank | 327 | Overhead Step Single Phase | Electric | ElectricAssembly | 19 | Medium Voltage Transformer Bank | 327 | Overhead Step Single Phase | Transformer | SUBTYPECD | 8 | PHASEDESIGNATION | 2 | CONSTRUCTIONTYPE | Overhead | HIGHSIDECONFIGURATION | Y | fme_feature_type | ASSETGROUP | ASSETTYPE | ASSETGROUPDESC | ASSETTYPEDESC | _UNFEATURECLASS | _domainNetworkName
Electric | ElectricAssembly | 19 | Medium Voltage Transformer Bank | 327 | Overhead Step Single Phase | Electric | ElectricAssembly | 19 | Medium Voltage Transformer Bank | 327 | Overhead Step Single Phase | Transformer | SUBTYPECD | 8 | PHASEDESIGNATION | 4 | CONSTRUCTIONTYPE | Overhead | HIGHSIDECONFIGURATION | Y | fme_feature_type | ASSETGROUP | ASSETTYPE | ASSETGROUPDESC | ASSETTYPEDESC | _UNFEATURECLASS | _domainNetworkName
Electric | ElectricAssembly | 19 | Medium Voltage Transformer Bank | 327 | Overhead Step Single Phase | Electric | ElectricAssembly | 19 | Medium Voltage Transformer Bank | 327 | Overhead Step Single Phase | Transformer | SUBTYPECD | 8 | PHASEDESIGNATION | 3 | CONSTRUCTIONTYPE | Overhead | HIGHSIDECONFIGURATION | Y | fme_feature_type | ASSETGROUP | ASSETTYPE | ASSETGROUPDESC | ASSETTYPEDESC | _UNFEATURECLASS | _domainNetworkName
Electric | ElectricAssembly | 19 | Medium Voltage Transformer Bank | 327 | Overhead Step Single Phase | Electric | ElectricAssembly | 19 | Medium Voltage Transformer Bank | 327 | Overhead Step Single Phase | Transformer | SUBTYPECD | 8 | PHASEDESIGNATION | 5 | CONSTRUCTIONTYPE | Overhead | HIGHSIDECONFIGURATION | Y | fme_feature_type | ASSETGROUP | ASSETTYPE | ASSETGROUPDESC | ASSETTYPEDESC | _UNFEATURECLASS | _domainNetworkName
Electric | ElectricAssembly | 19 | Medium Voltage Transformer Bank | 327 | Overhead Step Single Phase | Electric | ElectricAssembly | 19 | Medium Voltage Transformer Bank | 327 | Overhead Step Single Phase | Transformer | SUBTYPECD | 8 | PHASEDESIGNATION | 6 | CONSTRUCTIONTYPE | Overhead | HIGHSIDECONFIGURATION | Y | fme_feature_type | ASSETGROUP | ASSETTYPE | ASSETGROUPDESC | ASSETTYPEDESC | _UNFEATURECLASS | _domainNetworkName
Electric | ElectricAssembly | 19 | Medium Voltage Transformer Bank | 327 | Overhead Step Single Phase | Electric | ElectricAssembly | 19 | Medium Voltage Transformer Bank | 327 | Overhead Step Single Phase | Transformer | SUBTYPECD | 8 | PHASEDESIGNATION | 1 | CONSTRUCTIONTYPE | Overhead | HIGHSIDECONFIGURATION | OY | fme_feature_type | ASSETGROUP | ASSETTYPE | ASSETGROUPDESC | ASSETTYPEDESC | _UNFEATURECLASS | _domainNetworkName
Electric | ElectricAssembly | 19 | Medium Voltage Transformer Bank | 327 | Overhead Step Single Phase | Electric | ElectricAssembly | 19 | Medium Voltage Transformer Bank | 327 | Overhead Step Single Phase | Transformer | SUBTYPECD | 8 | PHASEDESIGNATION | 2 | CONSTRUCTIONTYPE | Overhead | HIGHSIDECONFIGURATION | OY | fme_feature_type | ASSETGROUP | ASSETTYPE | ASSETGROUPDESC | ASSETTYPEDESC | _UNFEATURECLASS | _domainNetworkName
Electric | ElectricAssembly | 19 | Medium Voltage Transformer Bank | 327 | Overhead Step Single Phase | Electric | ElectricAssembly | 19 | Medium Voltage Transformer Bank | 327 | Overhead Step Single Phase | Transformer | SUBTYPECD | 8 | PHASEDESIGNATION | 4 | CONSTRUCTIONTYPE | Overhead | HIGHSIDECONFIGURATION | OY | fme_feature_type | ASSETGROUP | ASSETTYPE | ASSETGROUPDESC | ASSETTYPEDESC | _UNFEATURECLASS | _domainNetworkName
Electric | ElectricAssembly | 19 | Medium Voltage Transformer Bank | 327 | Overhead Step Single Phase | Electric | ElectricAssembly | 19 | Medium Voltage Transformer Bank | 327 | Overhead Step Single Phase | Transformer | SUBTYPECD | 8 | PHASEDESIGNATION | 3 | CONSTRUCTIONTYPE | Overhead | HIGHSIDECONFIGURATION | OY | fme_feature_type | ASSETGROUP | ASSETTYPE | ASSETGROUPDESC | ASSETTYPEDESC | _UNFEATURECLASS | _domainNetworkName
Electric | ElectricAssembly | 19 | Medium Voltage Transformer Bank | 327 | Overhead Step Single Phase | Electric | ElectricAssembly | 19 | Medium Voltage Transformer Bank | 327 | Overhead Step Single Phase | Transformer | SUBTYPECD | 8 | PHASEDESIGNATION | 5 | CONSTRUCTIONTYPE | Overhead | HIGHSIDECONFIGURATION | OY | fme_feature_type | ASSETGROUP | ASSETTYPE | ASSETGROUPDESC | ASSETTYPEDESC | _UNFEATURECLASS | _domainNetworkName
Electric | ElectricAssembly | 19 | Medium Voltage Transformer Bank | 327 | Overhead Step Single Phase | Electric | ElectricAssembly | 19 | Medium Voltage Transformer Bank | 327 | Overhead Step Single Phase | Transformer | SUBTYPECD | 8 | PHASEDESIGNATION | 6 | CONSTRUCTIONTYPE | Overhead | HIGHSIDECONFIGURATION | OY | fme_feature_type | ASSETGROUP | ASSETTYPE | ASSETGROUPDESC | ASSETTYPEDESC | _UNFEATURECLASS | _domainNetworkName
Electric | ElectricAssembly | 19 | Medium Voltage Transformer Bank | 327 | Overhead Step Single Phase | Electric | ElectricAssembly | 19 | Medium Voltage Transformer Bank | 327 | Overhead Step Single Phase | Transformer | SUBTYPECD | 8 | PHASEDESIGNATION | 1 | CONSTRUCTIONTYPE | Overhead | HIGHSIDECONFIGURATION | LG | fme_feature_type | ASSETGROUP | ASSETTYPE | ASSETGROUPDESC | ASSETTYPEDESC | _UNFEATURECLASS | _domainNetworkName
Electric | ElectricAssembly | 19 | Medium Voltage Transformer Bank | 327 | Overhead Step Single Phase | Electric | ElectricAssembly | 19 | Medium Voltage Transformer Bank | 327 | Overhead Step Single Phase | Transformer | SUBTYPECD | 8 | PHASEDESIGNATION | 2 | CONSTRUCTIONTYPE | Overhead | HIGHSIDECONFIGURATION | LG | fme_feature_type | ASSETGROUP | ASSETTYPE | ASSETGROUPDESC | ASSETTYPEDESC | _UNFEATURECLASS | _domainNetworkName
Electric | ElectricAssembly | 19 | Medium Voltage Transformer Bank | 327 | Overhead Step Single Phase | Electric | ElectricAssembly | 19 | Medium Voltage Transformer Bank | 327 | Overhead Step Single Phase | Transformer | SUBTYPECD | 8 | PHASEDESIGNATION | 4 | CONSTRUCTIONTYPE | Overhead | HIGHSIDECONFIGURATION | LG | fme_feature_type | ASSETGROUP | ASSETTYPE | ASSETGROUPDESC | ASSETTYPEDESC | _UNFEATURECLASS | _domainNetworkName
Electric | ElectricAssembly | 19 | Medium Voltage Transformer Bank | 327 | Overhead Step Single Phase | Electric | ElectricAssembly | 19 | Medium Voltage Transformer Bank | 327 | Overhead Step Single Phase | Transformer | SUBTYPECD | 8 | PHASEDESIGNATION | 3 | CONSTRUCTIONTYPE | Overhead | HIGHSIDECONFIGURATION | LG | fme_feature_type | ASSETGROUP | ASSETTYPE | ASSETGROUPDESC | ASSETTYPEDESC | _UNFEATURECLASS | _domainNetworkName
Electric | ElectricAssembly | 19 | Medium Voltage Transformer Bank | 327 | Overhead Step Single Phase | Electric | ElectricAssembly | 19 | Medium Voltage Transformer Bank | 327 | Overhead Step Single Phase | Transformer | SUBTYPECD | 8 | PHASEDESIGNATION | 5 | CONSTRUCTIONTYPE | Overhead | HIGHSIDECONFIGURATION | LG | fme_feature_type | ASSETGROUP | ASSETTYPE | ASSETGROUPDESC | ASSETTYPEDESC | _UNFEATURECLASS | _domainNetworkName
Electric | ElectricAssembly | 19 | Medium Voltage Transformer Bank | 327 | Overhead Step Single Phase | Electric | ElectricAssembly | 19 | Medium Voltage Transformer Bank | 327 | Overhead Step Single Phase | Transformer | SUBTYPECD | 8 | PHASEDESIGNATION | 6 | CONSTRUCTIONTYPE | Overhead | HIGHSIDECONFIGURATION | LG | fme_feature_type | ASSETGROUP | ASSETTYPE | ASSETGROUPDESC | ASSETTYPEDESC | _UNFEATURECLASS | _domainNetworkName
Electric | ElectricAssembly | 19 | Medium Voltage Transformer Bank | 328 | Overhead Step Three Phase | Electric | ElectricAssembly | 19 | Medium Voltage Transformer Bank | 328 | Overhead Step Three Phase | Transformer | SUBTYPECD | 8 | PHASEDESIGNATION | 7 | CONSTRUCTIONTYPE | Overhead | HIGHSIDECONFIGURATION | Y | fme_feature_type | ASSETGROUP | ASSETTYPE | ASSETGROUPDESC | ASSETTYPEDESC | _UNFEATURECLASS | _domainNetworkName
Electric | ElectricAssembly | 19 | Medium Voltage Transformer Bank | 328 | Overhead Step Three Phase | Electric | ElectricAssembly | 19 | Medium Voltage Transformer Bank | 328 | Overhead Step Three Phase | Transformer | SUBTYPECD | 8 | PHASEDESIGNATION | 7 | CONSTRUCTIONTYPE | Overhead | HIGHSIDECONFIGURATION | OY | fme_feature_type | ASSETGROUP | ASSETTYPE | ASSETGROUPDESC | ASSETTYPEDESC | _UNFEATURECLASS | _domainNetworkName
Electric | ElectricAssembly | 19 | Medium Voltage Transformer Bank | 328 | Overhead Step Three Phase | Electric | ElectricAssembly | 19 | Medium Voltage Transformer Bank | 328 | Overhead Step Three Phase | Transformer | SUBTYPECD | 8 | PHASEDESIGNATION | 7 | CONSTRUCTIONTYPE | Overhead | HIGHSIDECONFIGURATION | LG | fme_feature_type | ASSETGROUP | ASSETTYPE | ASSETGROUPDESC | ASSETTYPEDESC | _UNFEATURECLASS | _domainNetworkName
Electric | ElectricAssembly | 19 | Medium Voltage Transformer Bank | 329 | Overhead Step Three Phase Delta | Electric | ElectricAssembly | 19 | Medium Voltage Transformer Bank | 329 | Overhead Step Three Phase Delta | [9 empty] | fme_feature_type | ASSETGROUP | ASSETTYPE | ASSETGROUPDESC | ASSETTYPEDESC | _UNFEATURECLASS | _domainNetworkName
Electric | ElectricAssembly | 19 | Medium Voltage Transformer Bank | 330 | Overhead Step Three Phase Wye | Electric | ElectricAssembly | 19 | Medium Voltage Transformer Bank | 330 | Overhead Step Three Phase Wye | [9 empty] | fme_feature_type | ASSETGROUP | ASSETTYPE | ASSETGROUPDESC | ASSETTYPEDESC | _UNFEATURECLASS | _domainNetworkName
Electric | ElectricAssembly | 19 | Medium Voltage Transformer Bank | 331 | Overhead Step Three Phase Open Delta | Electric | ElectricAssembly | 19 | Medium Voltage Transformer Bank | 331 | Overhead Step Three Phase Open Delta | [9 empty] | fme_feature_type | ASSETGROUP | ASSETTYPE | ASSETGROUPDESC | ASSETTYPEDESC | _UNFEATURECLASS | _domainNetworkName
Electric | ElectricAssembly | 19 | Medium Voltage Transformer Bank | 332 | Overhead Step Three Phase Open Wye | Electric | ElectricAssembly | 19 | Medium Voltage Transformer Bank | 332 | Overhead Step Three Phase Open Wye | [9 empty] | fme_feature_type | ASSETGROUP | ASSETTYPE | ASSETGROUPDESC | ASSETTYPEDESC | _UNFEATURECLASS | _domainNetworkName
Electric | ElectricAssembly | 19 | Medium Voltage Transformer Bank | 333 | Pad Mounted Single Phase | Electric | ElectricAssembly | 19 | Medium Voltage Transformer Bank | 333 | Pad Mounted Single Phase | Transformer | SUBTYPECD | 3 | PHASEDESIGNATION | 1 | CONSTRUCTIONTYPE | Underground |  |  | fme_feature_type | ASSETGROUP | ASSETTYPE | ASSETGROUPDESC | ASSETTYPEDESC | _UNFEATURECLASS | _domainNetworkName
Electric | ElectricAssembly | 19 | Medium Voltage Transformer Bank | 333 | Pad Mounted Single Phase | Electric | ElectricAssembly | 19 | Medium Voltage Transformer Bank | 333 | Pad Mounted Single Phase | Transformer | SUBTYPECD | 3 | PHASEDESIGNATION | 2 | CONSTRUCTIONTYPE | Underground |  |  | fme_feature_type | ASSETGROUP | ASSETTYPE | ASSETGROUPDESC | ASSETTYPEDESC | _UNFEATURECLASS | _domainNetworkName
Electric | ElectricAssembly | 19 | Medium Voltage Transformer Bank | 333 | Pad Mounted Single Phase | Electric | ElectricAssembly | 19 | Medium Voltage Transformer Bank | 333 | Pad Mounted Single Phase | Transformer | SUBTYPECD | 3 | PHASEDESIGNATION | 4 | CONSTRUCTIONTYPE | Underground |  |  | fme_feature_type | ASSETGROUP | ASSETTYPE | ASSETGROUPDESC | ASSETTYPEDESC | _UNFEATURECLASS | _domainNetworkName
Electric | ElectricAssembly | 19 | Medium Voltage Transformer Bank | 333 | Pad Mounted Single Phase | Electric | ElectricAssembly | 19 | Medium Voltage Transformer Bank | 333 | Pad Mounted Single Phase | Transformer | SUBTYPECD | 3 | PHASEDESIGNATION | 3 | CONSTRUCTIONTYPE | Underground |  |  | fme_feature_type | ASSETGROUP | ASSETTYPE | ASSETGROUPDESC | ASSETTYPEDESC | _UNFEATURECLASS | _domainNetworkName
Electric | ElectricAssembly | 19 | Medium Voltage Transformer Bank | 333 | Pad Mounted Single Phase | Electric | ElectricAssembly | 19 | Medium Voltage Transformer Bank | 333 | Pad Mounted Single Phase | Transformer | SUBTYPECD | 3 | PHASEDESIGNATION | 5 | CONSTRUCTIONTYPE | Underground |  |  | fme_feature_type | ASSETGROUP | ASSETTYPE | ASSETGROUPDESC | ASSETTYPEDESC | _UNFEATURECLASS | _domainNetworkName
Electric | ElectricAssembly | 19 | Medium Voltage Transformer Bank | 333 | Pad Mounted Single Phase | Electric | ElectricAssembly | 19 | Medium Voltage Transformer Bank | 333 | Pad Mounted Single Phase | Transformer | SUBTYPECD | 3 | PHASEDESIGNATION | 6 | CONSTRUCTIONTYPE | Underground |  |  | fme_feature_type | ASSETGROUP | ASSETTYPE | ASSETGROUPDESC | ASSETTYPEDESC | _UNFEATURECLASS | _domainNetworkName
Electric | ElectricAssembly | 19 | Medium Voltage Transformer Bank | 333 | Pad Mounted Single Phase | Electric | ElectricAssembly | 19 | Medium Voltage Transformer Bank | 333 | Pad Mounted Single Phase | Transformer | SUBTYPECD | 8 | PHASEDESIGNATION | 1 | CONSTRUCTIONTYPE | Underground | HIGHSIDECONFIGURATION | D | fme_feature_type | ASSETGROUP | ASSETTYPE | ASSETGROUPDESC | ASSETTYPEDESC | _UNFEATURECLASS | _domainNetworkName
Electric | ElectricAssembly | 19 | Medium Voltage Transformer Bank | 333 | Pad Mounted Single Phase | Electric | ElectricAssembly | 19 | Medium Voltage Transformer Bank | 333 | Pad Mounted Single Phase | Transformer | SUBTYPECD | 8 | PHASEDESIGNATION | 2 | CONSTRUCTIONTYPE | Underground | HIGHSIDECONFIGURATION | D | fme_feature_type | ASSETGROUP | ASSETTYPE | ASSETGROUPDESC | ASSETTYPEDESC | _UNFEATURECLASS | _domainNetworkName
Electric | ElectricAssembly | 19 | Medium Voltage Transformer Bank | 333 | Pad Mounted Single Phase | Electric | ElectricAssembly | 19 | Medium Voltage Transformer Bank | 333 | Pad Mounted Single Phase | Transformer | SUBTYPECD | 8 | PHASEDESIGNATION | 4 | CONSTRUCTIONTYPE | Underground | HIGHSIDECONFIGURATION | D | fme_feature_type | ASSETGROUP | ASSETTYPE | ASSETGROUPDESC | ASSETTYPEDESC | _UNFEATURECLASS | _domainNetworkName
Electric | ElectricAssembly | 19 | Medium Voltage Transformer Bank | 333 | Pad Mounted Single Phase | Electric | ElectricAssembly | 19 | Medium Voltage Transformer Bank | 333 | Pad Mounted Single Phase | Transformer | SUBTYPECD | 8 | PHASEDESIGNATION | 3 | CONSTRUCTIONTYPE | Underground | HIGHSIDECONFIGURATION | D | fme_feature_type | ASSETGROUP | ASSETTYPE | ASSETGROUPDESC | ASSETTYPEDESC | _UNFEATURECLASS | _domainNetworkName
Electric | ElectricAssembly | 19 | Medium Voltage Transformer Bank | 333 | Pad Mounted Single Phase | Electric | ElectricAssembly | 19 | Medium Voltage Transformer Bank | 333 | Pad Mounted Single Phase | Transformer | SUBTYPECD | 8 | PHASEDESIGNATION | 5 | CONSTRUCTIONTYPE | Underground | HIGHSIDECONFIGURATION | D | fme_feature_type | ASSETGROUP | ASSETTYPE | ASSETGROUPDESC | ASSETTYPEDESC | _UNFEATURECLASS | _domainNetworkName
Electric | ElectricAssembly | 19 | Medium Voltage Transformer Bank | 333 | Pad Mounted Single Phase | Electric | ElectricAssembly | 19 | Medium Voltage Transformer Bank | 333 | Pad Mounted Single Phase | Transformer | SUBTYPECD | 8 | PHASEDESIGNATION | 6 | CONSTRUCTIONTYPE | Underground | HIGHSIDECONFIGURATION | D | fme_feature_type | ASSETGROUP | ASSETTYPE | ASSETGROUPDESC | ASSETTYPEDESC | _UNFEATURECLASS | _domainNetworkName
Electric | ElectricAssembly | 19 | Medium Voltage Transformer Bank | 333 | Pad Mounted Single Phase | Electric | ElectricAssembly | 19 | Medium Voltage Transformer Bank | 333 | Pad Mounted Single Phase | Transformer | SUBTYPECD | 8 | PHASEDESIGNATION | 1 | CONSTRUCTIONTYPE | Underground | HIGHSIDECONFIGURATION | OD | fme_feature_type | ASSETGROUP | ASSETTYPE | ASSETGROUPDESC | ASSETTYPEDESC | _UNFEATURECLASS | _domainNetworkName
Electric | ElectricAssembly | 19 | Medium Voltage Transformer Bank | 333 | Pad Mounted Single Phase | Electric | ElectricAssembly | 19 | Medium Voltage Transformer Bank | 333 | Pad Mounted Single Phase | Transformer | SUBTYPECD | 8 | PHASEDESIGNATION | 2 | CONSTRUCTIONTYPE | Underground | HIGHSIDECONFIGURATION | OD | fme_feature_type | ASSETGROUP | ASSETTYPE | ASSETGROUPDESC | ASSETTYPEDESC | _UNFEATURECLASS | _domainNetworkName
Electric | ElectricAssembly | 19 | Medium Voltage Transformer Bank | 333 | Pad Mounted Single Phase | Electric | ElectricAssembly | 19 | Medium Voltage Transformer Bank | 333 | Pad Mounted Single Phase | Transformer | SUBTYPECD | 8 | PHASEDESIGNATION | 4 | CONSTRUCTIONTYPE | Underground | HIGHSIDECONFIGURATION | OD | fme_feature_type | ASSETGROUP | ASSETTYPE | ASSETGROUPDESC | ASSETTYPEDESC | _UNFEATURECLASS | _domainNetworkName
Electric | ElectricAssembly | 19 | Medium Voltage Transformer Bank | 333 | Pad Mounted Single Phase | Electric | ElectricAssembly | 19 | Medium Voltage Transformer Bank | 333 | Pad Mounted Single Phase | Transformer | SUBTYPECD | 8 | PHASEDESIGNATION | 3 | CONSTRUCTIONTYPE | Underground | HIGHSIDECONFIGURATION | OD | fme_feature_type | ASSETGROUP | ASSETTYPE | ASSETGROUPDESC | ASSETTYPEDESC | _UNFEATURECLASS | _domainNetworkName
Electric | ElectricAssembly | 19 | Medium Voltage Transformer Bank | 333 | Pad Mounted Single Phase | Electric | ElectricAssembly | 19 | Medium Voltage Transformer Bank | 333 | Pad Mounted Single Phase | Transformer | SUBTYPECD | 8 | PHASEDESIGNATION | 5 | CONSTRUCTIONTYPE | Underground | HIGHSIDECONFIGURATION | OD | fme_feature_type | ASSETGROUP | ASSETTYPE | ASSETGROUPDESC | ASSETTYPEDESC | _UNFEATURECLASS | _domainNetworkName
Electric | ElectricAssembly | 19 | Medium Voltage Transformer Bank | 333 | Pad Mounted Single Phase | Electric | ElectricAssembly | 19 | Medium Voltage Transformer Bank | 333 | Pad Mounted Single Phase | Transformer | SUBTYPECD | 8 | PHASEDESIGNATION | 6 | CONSTRUCTIONTYPE | Underground | HIGHSIDECONFIGURATION | OD | fme_feature_type | ASSETGROUP | ASSETTYPE | ASSETGROUPDESC | ASSETTYPEDESC | _UNFEATURECLASS | _domainNetworkName
Electric | ElectricAssembly | 19 | Medium Voltage Transformer Bank | 333 | Pad Mounted Single Phase | Electric | ElectricAssembly | 19 | Medium Voltage Transformer Bank | 333 | Pad Mounted Single Phase | Transformer | SUBTYPECD | 8 | PHASEDESIGNATION | 1 | CONSTRUCTIONTYPE | Underground | HIGHSIDECONFIGURATION | LL | fme_feature_type | ASSETGROUP | ASSETTYPE | ASSETGROUPDESC | ASSETTYPEDESC | _UNFEATURECLASS | _domainNetworkName
Electric | ElectricAssembly | 19 | Medium Voltage Transformer Bank | 333 | Pad Mounted Single Phase | Electric | ElectricAssembly | 19 | Medium Voltage Transformer Bank | 333 | Pad Mounted Single Phase | Transformer | SUBTYPECD | 8 | PHASEDESIGNATION | 2 | CONSTRUCTIONTYPE | Underground | HIGHSIDECONFIGURATION | LL | fme_feature_type | ASSETGROUP | ASSETTYPE | ASSETGROUPDESC | ASSETTYPEDESC | _UNFEATURECLASS | _domainNetworkName
Electric | ElectricAssembly | 19 | Medium Voltage Transformer Bank | 333 | Pad Mounted Single Phase | Electric | ElectricAssembly | 19 | Medium Voltage Transformer Bank | 333 | Pad Mounted Single Phase | Transformer | SUBTYPECD | 8 | PHASEDESIGNATION | 4 | CONSTRUCTIONTYPE | Underground | HIGHSIDECONFIGURATION | LL | fme_feature_type | ASSETGROUP | ASSETTYPE | ASSETGROUPDESC | ASSETTYPEDESC | _UNFEATURECLASS | _domainNetworkName
Electric | ElectricAssembly | 19 | Medium Voltage Transformer Bank | 333 | Pad Mounted Single Phase | Electric | ElectricAssembly | 19 | Medium Voltage Transformer Bank | 333 | Pad Mounted Single Phase | Transformer | SUBTYPECD | 8 | PHASEDESIGNATION | 3 | CONSTRUCTIONTYPE | Underground | HIGHSIDECONFIGURATION | LL | fme_feature_type | ASSETGROUP | ASSETTYPE | ASSETGROUPDESC | ASSETTYPEDESC | _UNFEATURECLASS | _domainNetworkName
Electric | ElectricAssembly | 19 | Medium Voltage Transformer Bank | 333 | Pad Mounted Single Phase | Electric | ElectricAssembly | 19 | Medium Voltage Transformer Bank | 333 | Pad Mounted Single Phase | Transformer | SUBTYPECD | 8 | PHASEDESIGNATION | 5 | CONSTRUCTIONTYPE | Underground | HIGHSIDECONFIGURATION | LL | fme_feature_type | ASSETGROUP | ASSETTYPE | ASSETGROUPDESC | ASSETTYPEDESC | _UNFEATURECLASS | _domainNetworkName
Electric | ElectricAssembly | 19 | Medium Voltage Transformer Bank | 333 | Pad Mounted Single Phase | Electric | ElectricAssembly | 19 | Medium Voltage Transformer Bank | 337 | Pad Mounted Step Single Phase | Transformer | SUBTYPECD | 8 | PHASEDESIGNATION | 6 | CONSTRUCTIONTYPE | Underground | HIGHSIDECONFIGURATION | LL | fme_feature_type | ASSETGROUP | ASSETTYPE | ASSETGROUPDESC | ASSETTYPEDESC | _UNFEATURECLASS | _domainNetworkName
Electric | ElectricAssembly | 19 | Medium Voltage Transformer Bank | 333 | Pad Mounted Single Phase | Electric | ElectricAssembly | 19 | Medium Voltage Transformer Bank | 333 | Pad Mounted Single Phase | Transformer | SUBTYPECD | 8 | PHASEDESIGNATION | 1 | CONSTRUCTIONTYPE | Underground | HIGHSIDECONFIGURATION | Y | fme_feature_type | ASSETGROUP | ASSETTYPE | ASSETGROUPDESC | ASSETTYPEDESC | _UNFEATURECLASS | _domainNetworkName
Electric | ElectricAssembly | 19 | Medium Voltage Transformer Bank | 333 | Pad Mounted Single Phase | Electric | ElectricAssembly | 19 | Medium Voltage Transformer Bank | 333 | Pad Mounted Single Phase | Transformer | SUBTYPECD | 8 | PHASEDESIGNATION | 2 | CONSTRUCTIONTYPE | Underground | HIGHSIDECONFIGURATION | Y | fme_feature_type | ASSETGROUP | ASSETTYPE | ASSETGROUPDESC | ASSETTYPEDESC | _UNFEATURECLASS | _domainNetworkName
Electric | ElectricAssembly | 19 | Medium Voltage Transformer Bank | 333 | Pad Mounted Single Phase | Electric | ElectricAssembly | 19 | Medium Voltage Transformer Bank | 333 | Pad Mounted Single Phase | Transformer | SUBTYPECD | 8 | PHASEDESIGNATION | 4 | CONSTRUCTIONTYPE | Underground | HIGHSIDECONFIGURATION | Y | fme_feature_type | ASSETGROUP | ASSETTYPE | ASSETGROUPDESC | ASSETTYPEDESC | _UNFEATURECLASS | _domainNetworkName
Electric | ElectricAssembly | 19 | Medium Voltage Transformer Bank | 333 | Pad Mounted Single Phase | Electric | ElectricAssembly | 19 | Medium Voltage Transformer Bank | 333 | Pad Mounted Single Phase | Transformer | SUBTYPECD | 8 | PHASEDESIGNATION | 3 | CONSTRUCTIONTYPE | Underground | HIGHSIDECONFIGURATION | Y | fme_feature_type | ASSETGROUP | ASSETTYPE | ASSETGROUPDESC | ASSETTYPEDESC | _UNFEATURECLASS | _domainNetworkName
Electric | ElectricAssembly | 19 | Medium Voltage Transformer Bank | 333 | Pad Mounted Single Phase | Electric | ElectricAssembly | 19 | Medium Voltage Transformer Bank | 333 | Pad Mounted Single Phase | Transformer | SUBTYPECD | 8 | PHASEDESIGNATION | 5 | CONSTRUCTIONTYPE | Underground | HIGHSIDECONFIGURATION | Y | fme_feature_type | ASSETGROUP | ASSETTYPE | ASSETGROUPDESC | ASSETTYPEDESC | _UNFEATURECLASS | _domainNetworkName
Electric | ElectricAssembly | 19 | Medium Voltage Transformer Bank | 333 | Pad Mounted Single Phase | Electric | ElectricAssembly | 19 | Medium Voltage Transformer Bank | 333 | Pad Mounted Single Phase | Transformer | SUBTYPECD | 8 | PHASEDESIGNATION | 6 | CONSTRUCTIONTYPE | Underground | HIGHSIDECONFIGURATION | Y | fme_feature_type | ASSETGROUP | ASSETTYPE | ASSETGROUPDESC | ASSETTYPEDESC | _UNFEATURECLASS | _domainNetworkName
Electric | ElectricAssembly | 19 | Medium Voltage Transformer Bank | 333 | Pad Mounted Single Phase | Electric | ElectricAssembly | 19 | Medium Voltage Transformer Bank | 333 | Pad Mounted Single Phase | Transformer | SUBTYPECD | 8 | PHASEDESIGNATION | 1 | CONSTRUCTIONTYPE | Underground | HIGHSIDECONFIGURATION | OY | fme_feature_type | ASSETGROUP | ASSETTYPE | ASSETGROUPDESC | ASSETTYPEDESC | _UNFEATURECLASS | _domainNetworkName
Electric | ElectricAssembly | 19 | Medium Voltage Transformer Bank | 333 | Pad Mounted Single Phase | Electric | ElectricAssembly | 19 | Medium Voltage Transformer Bank | 333 | Pad Mounted Single Phase | Transformer | SUBTYPECD | 8 | PHASEDESIGNATION | 2 | CONSTRUCTIONTYPE | Underground | HIGHSIDECONFIGURATION | OY | fme_feature_type | ASSETGROUP | ASSETTYPE | ASSETGROUPDESC | ASSETTYPEDESC | _UNFEATURECLASS | _domainNetworkName
Electric | ElectricAssembly | 19 | Medium Voltage Transformer Bank | 333 | Pad Mounted Single Phase | Electric | ElectricAssembly | 19 | Medium Voltage Transformer Bank | 333 | Pad Mounted Single Phase | Transformer | SUBTYPECD | 8 | PHASEDESIGNATION | 4 | CONSTRUCTIONTYPE | Underground | HIGHSIDECONFIGURATION | OY | fme_feature_type | ASSETGROUP | ASSETTYPE | ASSETGROUPDESC | ASSETTYPEDESC | _UNFEATURECLASS | _domainNetworkName
Electric | ElectricAssembly | 19 | Medium Voltage Transformer Bank | 333 | Pad Mounted Single Phase | Electric | ElectricAssembly | 19 | Medium Voltage Transformer Bank | 333 | Pad Mounted Single Phase | Transformer | SUBTYPECD | 8 | PHASEDESIGNATION | 3 | CONSTRUCTIONTYPE | Underground | HIGHSIDECONFIGURATION | OY | fme_feature_type | ASSETGROUP | ASSETTYPE | ASSETGROUPDESC | ASSETTYPEDESC | _UNFEATURECLASS | _domainNetworkName
Electric | ElectricAssembly | 19 | Medium Voltage Transformer Bank | 333 | Pad Mounted Single Phase | Electric | ElectricAssembly | 19 | Medium Voltage Transformer Bank | 333 | Pad Mounted Single Phase | Transformer | SUBTYPECD | 8 | PHASEDESIGNATION | 5 | CONSTRUCTIONTYPE | Underground | HIGHSIDECONFIGURATION | OY | fme_feature_type | ASSETGROUP | ASSETTYPE | ASSETGROUPDESC | ASSETTYPEDESC | _UNFEATURECLASS | _domainNetworkName
Electric | ElectricAssembly | 19 | Medium Voltage Transformer Bank | 333 | Pad Mounted Single Phase | Electric | ElectricAssembly | 19 | Medium Voltage Transformer Bank | 333 | Pad Mounted Single Phase | Transformer | SUBTYPECD | 8 | PHASEDESIGNATION | 6 | CONSTRUCTIONTYPE | Underground | HIGHSIDECONFIGURATION | OY | fme_feature_type | ASSETGROUP | ASSETTYPE | ASSETGROUPDESC | ASSETTYPEDESC | _UNFEATURECLASS | _domainNetworkName
Electric | ElectricAssembly | 19 | Medium Voltage Transformer Bank | 333 | Pad Mounted Single Phase | Electric | ElectricAssembly | 19 | Medium Voltage Transformer Bank | 333 | Pad Mounted Single Phase | Transformer | SUBTYPECD | 8 | PHASEDESIGNATION | 1 | CONSTRUCTIONTYPE | Underground | HIGHSIDECONFIGURATION | LG | fme_feature_type | ASSETGROUP | ASSETTYPE | ASSETGROUPDESC | ASSETTYPEDESC | _UNFEATURECLASS | _domainNetworkName
Electric | ElectricAssembly | 19 | Medium Voltage Transformer Bank | 333 | Pad Mounted Single Phase | Electric | ElectricAssembly | 19 | Medium Voltage Transformer Bank | 333 | Pad Mounted Single Phase | Transformer | SUBTYPECD | 8 | PHASEDESIGNATION | 2 | CONSTRUCTIONTYPE | Underground | HIGHSIDECONFIGURATION | LG | fme_feature_type | ASSETGROUP | ASSETTYPE | ASSETGROUPDESC | ASSETTYPEDESC | _UNFEATURECLASS | _domainNetworkName
Electric | ElectricAssembly | 19 | Medium Voltage Transformer Bank | 333 | Pad Mounted Single Phase | Electric | ElectricAssembly | 19 | Medium Voltage Transformer Bank | 333 | Pad Mounted Single Phase | Transformer | SUBTYPECD | 8 | PHASEDESIGNATION | 4 | CONSTRUCTIONTYPE | Underground | HIGHSIDECONFIGURATION | LG | fme_feature_type | ASSETGROUP | ASSETTYPE | ASSETGROUPDESC | ASSETTYPEDESC | _UNFEATURECLASS | _domainNetworkName
Electric | ElectricAssembly | 19 | Medium Voltage Transformer Bank | 333 | Pad Mounted Single Phase | Electric | ElectricAssembly | 19 | Medium Voltage Transformer Bank | 333 | Pad Mounted Single Phase | Transformer | SUBTYPECD | 8 | PHASEDESIGNATION | 3 | CONSTRUCTIONTYPE | Underground | HIGHSIDECONFIGURATION | LG | fme_feature_type | ASSETGROUP | ASSETTYPE | ASSETGROUPDESC | ASSETTYPEDESC | _UNFEATURECLASS | _domainNetworkName
Electric | ElectricAssembly | 19 | Medium Voltage Transformer Bank | 333 | Pad Mounted Single Phase | Electric | ElectricAssembly | 19 | Medium Voltage Transformer Bank | 333 | Pad Mounted Single Phase | Transformer | SUBTYPECD | 8 | PHASEDESIGNATION | 5 | CONSTRUCTIONTYPE | Underground | HIGHSIDECONFIGURATION | LG | fme_feature_type | ASSETGROUP | ASSETTYPE | ASSETGROUPDESC | ASSETTYPEDESC | _UNFEATURECLASS | _domainNetworkName
Electric | ElectricAssembly | 19 | Medium Voltage Transformer Bank | 333 | Pad Mounted Single Phase | Electric | ElectricAssembly | 19 | Medium Voltage Transformer Bank | 333 | Pad Mounted Single Phase | Transformer | SUBTYPECD | 8 | PHASEDESIGNATION | 6 | CONSTRUCTIONTYPE | Underground | HIGHSIDECONFIGURATION | LG | fme_feature_type | ASSETGROUP | ASSETTYPE | ASSETGROUPDESC | ASSETTYPEDESC | _UNFEATURECLASS | _domainNetworkName
Electric | ElectricAssembly | 19 | Medium Voltage Transformer Bank | 334 | Pad Mounted Three Phase | Electric | ElectricAssembly | 19 | Medium Voltage Transformer Bank | 334 | Pad Mounted Three Phase | [9 empty] | fme_feature_type | ASSETGROUP | ASSETTYPE | ASSETGROUPDESC | ASSETTYPEDESC | _UNFEATURECLASS | _domainNetworkName
Electric | ElectricAssembly | 19 | Medium Voltage Transformer Bank | 335 | Pad Mounted Three Phase Delta | Electric | ElectricAssembly | 19 | Medium Voltage Transformer Bank | 335 | Pad Mounted Three Phase Delta | Transformer | SUBTYPECD | 7 | PHASEDESIGNATION | 7 | CONSTRUCTIONTYPE | Underground | HIGHSIDECONFIGURATION | D | fme_feature_type | ASSETGROUP | ASSETTYPE | ASSETGROUPDESC | ASSETTYPEDESC | _UNFEATURECLASS | _domainNetworkName
Electric | ElectricAssembly | 19 | Medium Voltage Transformer Bank | 335 | Pad Mounted Three Phase Delta | Electric | ElectricAssembly | 19 | Medium Voltage Transformer Bank | 335 | Pad Mounted Three Phase Delta | Transformer | SUBTYPECD | 7 | PHASEDESIGNATION | 7 | CONSTRUCTIONTYPE | Underground | HIGHSIDECONFIGURATION | OD | fme_feature_type | ASSETGROUP | ASSETTYPE | ASSETGROUPDESC | ASSETTYPEDESC | _UNFEATURECLASS | _domainNetworkName
Electric | ElectricAssembly | 19 | Medium Voltage Transformer Bank | 335 | Pad Mounted Three Phase Delta | Electric | ElectricAssembly | 19 | Medium Voltage Transformer Bank | 335 | Pad Mounted Three Phase Delta | Transformer | SUBTYPECD | 7 | PHASEDESIGNATION | 7 | CONSTRUCTIONTYPE | Underground | HIGHSIDECONFIGURATION | LL | fme_feature_type | ASSETGROUP | ASSETTYPE | ASSETGROUPDESC | ASSETTYPEDESC | _UNFEATURECLASS | _domainNetworkName
Electric | ElectricAssembly | 19 | Medium Voltage Transformer Bank | 336 | Pad Mounted Three Phase Wye | Electric | ElectricAssembly | 19 | Medium Voltage Transformer Bank | 336 | Pad Mounted Three Phase Wye | Transformer | SUBTYPECD | 7 | PHASEDESIGNATION | 7 | CONSTRUCTIONTYPE | Underground | HIGHSIDECONFIGURATION | Y | fme_feature_type | ASSETGROUP | ASSETTYPE | ASSETGROUPDESC | ASSETTYPEDESC | _UNFEATURECLASS | _domainNetworkName
Electric | ElectricAssembly | 19 | Medium Voltage Transformer Bank | 336 | Pad Mounted Three Phase Wye | Electric | ElectricAssembly | 19 | Medium Voltage Transformer Bank | 336 | Pad Mounted Three Phase Wye | Transformer | SUBTYPECD | 7 | PHASEDESIGNATION | 7 | CONSTRUCTIONTYPE | Underground | HIGHSIDECONFIGURATION | OY | fme_feature_type | ASSETGROUP | ASSETTYPE | ASSETGROUPDESC | ASSETTYPEDESC | _UNFEATURECLASS | _domainNetworkName
Electric | ElectricAssembly | 19 | Medium Voltage Transformer Bank | 336 | Pad Mounted Three Phase Wye | Electric | ElectricAssembly | 19 | Medium Voltage Transformer Bank | 336 | Pad Mounted Three Phase Wye | Transformer | SUBTYPECD | 7 | PHASEDESIGNATION | 7 | CONSTRUCTIONTYPE | Underground | HIGHSIDECONFIGURATION | LG | fme_feature_type | ASSETGROUP | ASSETTYPE | ASSETGROUPDESC | ASSETTYPEDESC | _UNFEATURECLASS | _domainNetworkName
Electric | ElectricAssembly | 19 | Medium Voltage Transformer Bank | 337 | Pad Mounted Step Single Phase | Electric | ElectricAssembly | 19 | Medium Voltage Transformer Bank | 337 | Pad Mounted Step Single Phase | [9 empty] | fme_feature_type | ASSETGROUP | ASSETTYPE | ASSETGROUPDESC | ASSETTYPEDESC | _UNFEATURECLASS | _domainNetworkName
Electric | ElectricAssembly | 19 | Medium Voltage Transformer Bank | 338 | Pad Mounted Step Three Phase | Electric | ElectricAssembly | 19 | Medium Voltage Transformer Bank | 338 | Pad Mounted Step Three Phase | [9 empty] | fme_feature_type | ASSETGROUP | ASSETTYPE | ASSETGROUPDESC | ASSETTYPEDESC | _UNFEATURECLASS | _domainNetworkName
Electric | ElectricAssembly | 19 | Medium Voltage Transformer Bank | 339 | Pad Mounted Step Three Phase Delta | Electric | ElectricAssembly | 19 | Medium Voltage Transformer Bank | 339 | Pad Mounted Step Three Phase Delta | Transformer | SUBTYPECD | 8 | PHASEDESIGNATION | 7 | CONSTRUCTIONTYPE | Underground | HIGHSIDECONFIGURATION | D | fme_feature_type | ASSETGROUP | ASSETTYPE | ASSETGROUPDESC | ASSETTYPEDESC | _UNFEATURECLASS | _domainNetworkName
Electric | ElectricAssembly | 19 | Medium Voltage Transformer Bank | 339 | Pad Mounted Step Three Phase Delta | Electric | ElectricAssembly | 19 | Medium Voltage Transformer Bank | 339 | Pad Mounted Step Three Phase Delta | Transformer | SUBTYPECD | 8 | PHASEDESIGNATION | 7 | CONSTRUCTIONTYPE | Underground | HIGHSIDECONFIGURATION | OD | fme_feature_type | ASSETGROUP | ASSETTYPE | ASSETGROUPDESC | ASSETTYPEDESC | _UNFEATURECLASS | _domainNetworkName
Electric | ElectricAssembly | 19 | Medium Voltage Transformer Bank | 339 | Pad Mounted Step Three Phase Delta | Electric | ElectricAssembly | 19 | Medium Voltage Transformer Bank | 339 | Pad Mounted Step Three Phase Delta | Transformer | SUBTYPECD | 8 | PHASEDESIGNATION | 7 | CONSTRUCTIONTYPE | Underground | HIGHSIDECONFIGURATION | LL | fme_feature_type | ASSETGROUP | ASSETTYPE | ASSETGROUPDESC | ASSETTYPEDESC | _UNFEATURECLASS | _domainNetworkName
Electric | ElectricAssembly | 19 | Medium Voltage Transformer Bank | 340 | Pad Mounted Step Three Phase Wye | Electric | ElectricAssembly | 19 | Medium Voltage Transformer Bank | 340 | Pad Mounted Step Three Phase Wye | Transformer | SUBTYPECD | 8 | PHASEDESIGNATION | 7 | CONSTRUCTIONTYPE | Underground | HIGHSIDECONFIGURATION | Y | fme_feature_type | ASSETGROUP | ASSETTYPE | ASSETGROUPDESC | ASSETTYPEDESC | _UNFEATURECLASS | _domainNetworkName
Electric | ElectricAssembly | 19 | Medium Voltage Transformer Bank | 340 | Pad Mounted Step Three Phase Wye | Electric | ElectricAssembly | 19 | Medium Voltage Transformer Bank | 340 | Pad Mounted Step Three Phase Wye | Transformer | SUBTYPECD | 8 | PHASEDESIGNATION | 7 | CONSTRUCTIONTYPE | Underground | HIGHSIDECONFIGURATION | OY | fme_feature_type | ASSETGROUP | ASSETTYPE | ASSETGROUPDESC | ASSETTYPEDESC | _UNFEATURECLASS | _domainNetworkName
Electric | ElectricAssembly | 19 | Medium Voltage Transformer Bank | 340 | Pad Mounted Step Three Phase Wye | Electric | ElectricAssembly | 19 | Medium Voltage Transformer Bank | 340 | Pad Mounted Step Three Phase Wye | Transformer | SUBTYPECD | 8 | PHASEDESIGNATION | 7 | CONSTRUCTIONTYPE | Underground | HIGHSIDECONFIGURATION | LG | fme_feature_type | ASSETGROUP | ASSETTYPE | ASSETGROUPDESC | ASSETTYPEDESC | _UNFEATURECLASS | _domainNetworkName
Electric | ElectricAssembly | 19 | Medium Voltage Transformer Bank | 341 | Pad Mounted Three Phase Open Delta | Electric | ElectricAssembly | 19 | Medium Voltage Transformer Bank | 341 | Pad Mounted Three Phase Open Delta | [9 empty] | fme_feature_type | ASSETGROUP | ASSETTYPE | ASSETGROUPDESC | ASSETTYPEDESC | _UNFEATURECLASS | _domainNetworkName
Electric | ElectricAssembly | 19 | Medium Voltage Transformer Bank | 341 | Pad Mounted Three Phase Open Delta | Electric | ElectricAssembly | 19 | Medium Voltage Transformer Bank | 341 | Pad Mounted Three Phase Open Delta | [9 empty] | fme_feature_type | ASSETGROUP | ASSETTYPE | ASSETGROUPDESC | ASSETTYPEDESC | _UNFEATURECLASS | _domainNetworkName
Electric | ElectricAssembly | 19 | Medium Voltage Transformer Bank | 342 | Pad Mounted Three Phase Open Wye | Electric | ElectricAssembly | 19 | Medium Voltage Transformer Bank | 342 | Pad Mounted Three Phase Open Wye | [9 empty] | fme_feature_type | ASSETGROUP | ASSETTYPE | ASSETGROUPDESC | ASSETTYPEDESC | _UNFEATURECLASS | _domainNetworkName
Electric | ElectricAssembly | 19 | Medium Voltage Transformer Bank | 343 | Submersible Single Phase | Electric | ElectricAssembly | 19 | Medium Voltage Transformer Bank | 343 | Submersible Single Phase | [9 empty] | fme_feature_type | ASSETGROUP | ASSETTYPE | ASSETGROUPDESC | ASSETTYPEDESC | _UNFEATURECLASS | _domainNetworkName
Electric | ElectricAssembly | 19 | Medium Voltage Transformer Bank | 344 | Submersible Three Phase | Electric | ElectricAssembly | 19 | Medium Voltage Transformer Bank | 344 | Submersible Three Phase | [9 empty] | fme_feature_type | ASSETGROUP | ASSETTYPE | ASSETGROUPDESC | ASSETTYPEDESC | _UNFEATURECLASS | _domainNetworkName
[6 empty] | Electric | ElectricAssembly | 19 | Medium Voltage Transformer Bank | 345 | Network | [9 empty] | fme_feature_type | ASSETGROUP | ASSETTYPE | ASSETGROUPDESC | ASSETTYPEDESC | _UNFEATURECLASS | _domainNetworkName
Electric | ElectricAssembly | 20 | Medium Voltage Line Monitor and Relay Bank | 0 | Unknown | Electric | ElectricAssembly | 20 | Medium Voltage Line Monitor and Relay Bank | 0 | Unknown | [9 empty] | fme_feature_type | ASSETGROUP | ASSETTYPE | ASSETGROUPDESC | ASSETTYPEDESC | _UNFEATURECLASS | _domainNetworkName
Electric | ElectricAssembly | 20 | Medium Voltage Line Monitor and Relay Bank | 320 | Fault Indicator Bank | Electric | ElectricAssembly | 20 | Medium Voltage Line Monitor and Relay Bank | 320 | Fault Indicator Bank | [9 empty] | fme_feature_type | ASSETGROUP | ASSETTYPE | ASSETGROUPDESC | ASSETTYPEDESC | _UNFEATURECLASS | _domainNetworkName
Electric | ElectricAssembly | 20 | Medium Voltage Line Monitor and Relay Bank | 321 | Instrument Transformer Bank | Electric | ElectricAssembly | 20 | Medium Voltage Line Monitor and Relay Bank | 321 | Instrument Transformer Bank | [9 empty] | fme_feature_type | ASSETGROUP | ASSETTYPE | ASSETGROUPDESC | ASSETTYPEDESC | _UNFEATURECLASS | _domainNetworkName
Electric | ElectricAssembly | 20 | Medium Voltage Line Monitor and Relay Bank | 322 | Programmable Logic Unit Bank | Electric | ElectricAssembly | 20 | Medium Voltage Line Monitor and Relay Bank | 322 | Programmable Logic Unit Bank | [9 empty] | fme_feature_type | ASSETGROUP | ASSETTYPE | ASSETGROUPDESC | ASSETTYPEDESC | _UNFEATURECLASS | _domainNetworkName
Electric | ElectricAssembly | 20 | Medium Voltage Line Monitor and Relay Bank | 323 | Remote Transmission Unit Bank | Electric | ElectricAssembly | 20 | Medium Voltage Line Monitor and Relay Bank | 323 | Remote Transmission Unit Bank | [9 empty] | fme_feature_type | ASSETGROUP | ASSETTYPE | ASSETGROUPDESC | ASSETTYPEDESC | _UNFEATURECLASS | _domainNetworkName
Electric | ElectricAssembly | 20 | Medium Voltage Line Monitor and Relay Bank | 324 | SCADA Load Monitor Bank | Electric | ElectricAssembly | 20 | Medium Voltage Line Monitor and Relay Bank | 324 | SCADA Load Monitor Bank | [9 empty] | fme_feature_type | ASSETGROUP | ASSETTYPE | ASSETGROUPDESC | ASSETTYPEDESC | _UNFEATURECLASS | _domainNetworkName
Electric | ElectricAssembly | 20 | Medium Voltage Line Monitor and Relay Bank | 325 | Relay Bank | Electric | ElectricAssembly | 20 | Medium Voltage Line Monitor and Relay Bank | 325 | Relay Bank | [9 empty] | fme_feature_type | ASSETGROUP | ASSETTYPE | ASSETGROUPDESC | ASSETTYPEDESC | _UNFEATURECLASS | _domainNetworkName
Electric | ElectricDevice | 0 | Unknown | 0 | Unknown | Electric | ElectricDevice | 0 | Unknown | 0 | Unknown | [9 empty] | fme_feature_type | ASSETGROUP | ASSETTYPE | ASSETGROUPDESC | ASSETTYPEDESC | _UNFEATURECLASS | _domainNetworkName
Electric | ElectricDevice | 1 | Ground | 0 | Unknown | Electric | ElectricDevice | 1 | Ground | 0 | Unknown | [9 empty] | fme_feature_type | ASSETGROUP | ASSETTYPE | ASSETGROUPDESC | ASSETTYPEDESC | _UNFEATURECLASS | _domainNetworkName
Electric | ElectricDevice | 1 | Ground | 1 | Bound | Electric | ElectricDevice | 1 | Ground | 1 | Bound | [9 empty] | fme_feature_type | ASSETGROUP | ASSETTYPE | ASSETGROUPDESC | ASSETTYPEDESC | _UNFEATURECLASS | _domainNetworkName
Electric | ElectricDevice | 1 | Ground | 2 | Rod | Electric | ElectricDevice | 1 | Ground | 2 | Rod | [9 empty] | fme_feature_type | ASSETGROUP | ASSETTYPE | ASSETGROUPDESC | ASSETTYPEDESC | _UNFEATURECLASS | _domainNetworkName
Electric | ElectricDevice | 1 | Ground | 3 | Voltage Grid | Electric | ElectricDevice | 1 | Ground | 3 | Voltage Grid | [9 empty] | fme_feature_type | ASSETGROUP | ASSETTYPE | ASSETGROUPDESC | ASSETTYPEDESC | _UNFEATURECLASS | _domainNetworkName
Electric | ElectricDevice | 1 | Ground | 4 | Stray Voltage Isolator | Electric | ElectricDevice | 1 | Ground | 4 | Stray Voltage Isolator | [9 empty] | fme_feature_type | ASSETGROUP | ASSETTYPE | ASSETGROUPDESC | ASSETTYPEDESC | _UNFEATURECLASS | _domainNetworkName
Electric | ElectricDevice | 2 | High Voltage Arrester | 0 | Unknown | Electric | ElectricDevice | 2 | High Voltage Arrester | 0 | Unknown | [9 empty] | fme_feature_type | ASSETGROUP | ASSETTYPE | ASSETGROUPDESC | ASSETTYPEDESC | _UNFEATURECLASS | _domainNetworkName
Electric | ElectricDevice | 2 | High Voltage Arrester | 21 | HV Indoor Arrester | Electric | ElectricDevice | 2 | High Voltage Arrester | 21 | HV Indoor Arrester | [9 empty] | fme_feature_type | ASSETGROUP | ASSETTYPE | ASSETGROUPDESC | ASSETTYPEDESC | _UNFEATURECLASS | _domainNetworkName
Electric | ElectricDevice | 2 | High Voltage Arrester | 22 | HV Line Arrester | Electric | ElectricDevice | 2 | High Voltage Arrester | 22 | HV Line Arrester | [9 empty] | fme_feature_type | ASSETGROUP | ASSETTYPE | ASSETGROUPDESC | ASSETTYPEDESC | _UNFEATURECLASS | _domainNetworkName
Electric | ElectricDevice | 2 | High Voltage Arrester | 23 | HV Station Arrester | Electric | ElectricDevice | 2 | High Voltage Arrester | 23 | HV Station Arrester | [9 empty] | fme_feature_type | ASSETGROUP | ASSETTYPE | ASSETGROUPDESC | ASSETTYPEDESC | _UNFEATURECLASS | _domainNetworkName
Electric | ElectricDevice | 3 | High Voltage Controller | 0 | Unknown | Electric | ElectricDevice | 3 | High Voltage Control Unit | 0 | Unknown | [9 empty] | fme_feature_type | ASSETGROUP | ASSETTYPE | ASSETGROUPDESC | ASSETTYPEDESC | _UNFEATURECLASS | _domainNetworkName
Electric | ElectricDevice | 3 | High Voltage Controller | 41 | HV Capacitor | Electric | ElectricDevice | 3 | High Voltage Control Unit | 41 | HV Capacitor | [9 empty] | fme_feature_type | ASSETGROUP | ASSETTYPE | ASSETGROUPDESC | ASSETTYPEDESC | _UNFEATURECLASS | _domainNetworkName
Electric | ElectricDevice | 3 | High Voltage Controller | 42 | Switch and Breaker | Electric | ElectricDevice | 3 | High Voltage Control Unit | 42 | Switch and Breaker | [9 empty] | fme_feature_type | ASSETGROUP | ASSETTYPE | ASSETGROUPDESC | ASSETTYPEDESC | _UNFEATURECLASS | _domainNetworkName
Electric | ElectricDevice | 3 | High Voltage Controller | 43 | Voltage Regulator | Electric | ElectricDevice | 3 | High Voltage Control Unit | 43 | Voltage Regulator | [9 empty] | fme_feature_type | ASSETGROUP | ASSETTYPE | ASSETGROUPDESC | ASSETTYPEDESC | _UNFEATURECLASS | _domainNetworkName
Electric | ElectricDevice | 4 | High Voltage Generation | 0 | Unknown | Electric | ElectricDevice | 4 | High Voltage Generation | 0 | Unknown | [9 empty] | fme_feature_type | ASSETGROUP | ASSETTYPE | ASSETGROUPDESC | ASSETTYPEDESC | _UNFEATURECLASS | _domainNetworkName
Electric | ElectricDevice | 4 | High Voltage Generation | 61 | Battery | Electric | ElectricDevice | 4 | High Voltage Generation | 61 | Battery | [9 empty] | fme_feature_type | ASSETGROUP | ASSETTYPE | ASSETGROUPDESC | ASSETTYPEDESC | _UNFEATURECLASS | _domainNetworkName
Electric | ElectricDevice | 4 | High Voltage Generation | 62 | Biomass | Electric | ElectricDevice | 4 | High Voltage Generation | 62 | Biomass | [9 empty] | fme_feature_type | ASSETGROUP | ASSETTYPE | ASSETGROUPDESC | ASSETTYPEDESC | _UNFEATURECLASS | _domainNetworkName
Electric | ElectricDevice | 4 | High Voltage Generation | 63 | Coal | Electric | ElectricDevice | 4 | High Voltage Generation | 63 | Coal | [9 empty] | fme_feature_type | ASSETGROUP | ASSETTYPE | ASSETGROUPDESC | ASSETTYPEDESC | _UNFEATURECLASS | _domainNetworkName
Electric | ElectricDevice | 4 | High Voltage Generation | 64 | Gas Turbine | Electric | ElectricDevice | 4 | High Voltage Generation | 64 | Gas Turbine | [9 empty] | fme_feature_type | ASSETGROUP | ASSETTYPE | ASSETGROUPDESC | ASSETTYPEDESC | _UNFEATURECLASS | _domainNetworkName
Electric | ElectricDevice | 4 | High Voltage Generation | 65 | Geothermal | Electric | ElectricDevice | 4 | High Voltage Generation | 65 | Geothermal | [9 empty] | fme_feature_type | ASSETGROUP | ASSETTYPE | ASSETGROUPDESC | ASSETTYPEDESC | _UNFEATURECLASS | _domainNetworkName
Electric | ElectricDevice | 4 | High Voltage Generation | 66 | Hydro | Electric | ElectricDevice | 4 | High Voltage Generation | 66 | Hydro | [9 empty] | fme_feature_type | ASSETGROUP | ASSETTYPE | ASSETGROUPDESC | ASSETTYPEDESC | _UNFEATURECLASS | _domainNetworkName
Electric | ElectricDevice | 4 | High Voltage Generation | 67 | Nuclear | Electric | ElectricDevice | 4 | High Voltage Generation | 67 | Nuclear | [9 empty] | fme_feature_type | ASSETGROUP | ASSETTYPE | ASSETGROUPDESC | ASSETTYPEDESC | _UNFEATURECLASS | _domainNetworkName
Electric | ElectricDevice | 4 | High Voltage Generation | 68 | Photovoltaic Solar | Electric | ElectricDevice | 4 | High Voltage Generation | 68 | Photovoltaic Solar | [9 empty] | fme_feature_type | ASSETGROUP | ASSETTYPE | ASSETGROUPDESC | ASSETTYPEDESC | _UNFEATURECLASS | _domainNetworkName
Electric | ElectricDevice | 4 | High Voltage Generation | 69 | Thermal Solar | Electric | ElectricDevice | 4 | High Voltage Generation | 69 | Thermal Solar | [9 empty] | fme_feature_type | ASSETGROUP | ASSETTYPE | ASSETGROUPDESC | ASSETTYPEDESC | _UNFEATURECLASS | _domainNetworkName
Electric | ElectricDevice | 4 | High Voltage Generation | 70 | Wind | Electric | ElectricDevice | 4 | High Voltage Generation | 70 | Wind | [9 empty] | fme_feature_type | ASSETGROUP | ASSETTYPE | ASSETGROUPDESC | ASSETTYPEDESC | _UNFEATURECLASS | _domainNetworkName
Electric | ElectricDevice | 5 | High Voltage Line Monitor and Relay | 0 | Unknown | Electric | ElectricDevice | 5 | High Voltage Line Monitor and Relay | 0 | Unknown | [9 empty] | fme_feature_type | ASSETGROUP | ASSETTYPE | ASSETGROUPDESC | ASSETTYPEDESC | _UNFEATURECLASS | _domainNetworkName
Electric | ElectricDevice | 5 | High Voltage Line Monitor and Relay | 80 | HV Fault Indicator | Electric | ElectricDevice | 5 | High Voltage Line Monitor and Relay | 80 | HV Fault Indicator | [9 empty] | fme_feature_type | ASSETGROUP | ASSETTYPE | ASSETGROUPDESC | ASSETTYPEDESC | _UNFEATURECLASS | _domainNetworkName
Electric | ElectricDevice | 5 | High Voltage Line Monitor and Relay | 81 | HV Instrument Transformer | Electric | ElectricDevice | 5 | High Voltage Line Monitor and Relay | 81 | HV Instrument Transformer | [9 empty] | fme_feature_type | ASSETGROUP | ASSETTYPE | ASSETGROUPDESC | ASSETTYPEDESC | _UNFEATURECLASS | _domainNetworkName
Electric | ElectricDevice | 5 | High Voltage Line Monitor and Relay | 82 | HV Load Monitor | Electric | ElectricDevice | 5 | High Voltage Line Monitor and Relay | 82 | HV Load Monitor | [9 empty] | fme_feature_type | ASSETGROUP | ASSETTYPE | ASSETGROUPDESC | ASSETTYPEDESC | _UNFEATURECLASS | _domainNetworkName
Electric | ElectricDevice | 5 | High Voltage Line Monitor and Relay | 83 | HV Relay | Electric | ElectricDevice | 5 | High Voltage Line Monitor and Relay | 83 | HV Relay | [9 empty] | fme_feature_type | ASSETGROUP | ASSETTYPE | ASSETGROUPDESC | ASSETTYPEDESC | _UNFEATURECLASS | _domainNetworkName
Electric | ElectricDevice | 6 | High Voltage Power Conversion | 0 | Unknown | Electric | ElectricDevice | 6 | High Voltage Power Conversion | 0 | Unknown | [9 empty] | fme_feature_type | ASSETGROUP | ASSETTYPE | ASSETGROUPDESC | ASSETTYPEDESC | _UNFEATURECLASS | _domainNetworkName
Electric | ElectricDevice | 6 | High Voltage Power Conversion | 101 | Inverter | Electric | ElectricDevice | 6 | High Voltage Power Conversion | 101 | Inverter | [9 empty] | fme_feature_type | ASSETGROUP | ASSETTYPE | ASSETGROUPDESC | ASSETTYPEDESC | _UNFEATURECLASS | _domainNetworkName
Electric | ElectricDevice | 6 | High Voltage Power Conversion | 102 | Rectifier | Electric | ElectricDevice | 6 | High Voltage Power Conversion | 102 | Rectifier | [9 empty] | fme_feature_type | ASSETGROUP | ASSETTYPE | ASSETGROUPDESC | ASSETTYPEDESC | _UNFEATURECLASS | _domainNetworkName
Electric | ElectricDevice | 7 | High Voltage Power Factor Correcting | 0 | Unknown | Electric | ElectricDevice | 7 | High Voltage Power Factor Correcting | 0 | Unknown | [9 empty] | fme_feature_type | ASSETGROUP | ASSETTYPE | ASSETGROUPDESC | ASSETTYPEDESC | _UNFEATURECLASS | _domainNetworkName
Electric | ElectricDevice | 7 | High Voltage Power Factor Correcting | 121 | AC Capacitor | Electric | ElectricDevice | 7 | High Voltage Power Factor Correcting | 121 | AC Capacitor | [9 empty] | fme_feature_type | ASSETGROUP | ASSETTYPE | ASSETGROUPDESC | ASSETTYPEDESC | _UNFEATURECLASS | _domainNetworkName
Electric | ElectricDevice | 7 | High Voltage Power Factor Correcting | 122 | AC Wave Trap | Electric | ElectricDevice | 7 | High Voltage Power Factor Correcting | 122 | AC Wave Trap | [9 empty] | fme_feature_type | ASSETGROUP | ASSETTYPE | ASSETGROUPDESC | ASSETTYPEDESC | _UNFEATURECLASS | _domainNetworkName
Electric | ElectricDevice | 7 | High Voltage Power Factor Correcting | 123 | AC Reactor | Electric | ElectricDevice | 7 | High Voltage Power Factor Correcting | 123 | AC Reactor | [9 empty] | fme_feature_type | ASSETGROUP | ASSETTYPE | ASSETGROUPDESC | ASSETTYPEDESC | _UNFEATURECLASS | _domainNetworkName
Electric | ElectricDevice | 7 | High Voltage Power Factor Correcting | 124 | DC Capacitor | Electric | ElectricDevice | 7 | High Voltage Power Factor Correcting | 124 | DC Capacitor | [9 empty] | fme_feature_type | ASSETGROUP | ASSETTYPE | ASSETGROUPDESC | ASSETTYPEDESC | _UNFEATURECLASS | _domainNetworkName
Electric | ElectricDevice | 7 | High Voltage Power Factor Correcting | 125 | DC Reactor | Electric | ElectricDevice | 7 | High Voltage Power Factor Correcting | 125 | DC Reactor | [9 empty] | fme_feature_type | ASSETGROUP | ASSETTYPE | ASSETGROUPDESC | ASSETTYPEDESC | _UNFEATURECLASS | _domainNetworkName
Electric | ElectricDevice | 8 | High Voltage Regulator | 0 | Unknown | Electric | ElectricDevice | 8 | High Voltage Regulator | 0 | Unknown | [9 empty] | fme_feature_type | ASSETGROUP | ASSETTYPE | ASSETGROUPDESC | ASSETTYPEDESC | _UNFEATURECLASS | _domainNetworkName
Electric | ElectricDevice | 8 | High Voltage Regulator | 141 | AC Single Phase | Electric | ElectricDevice | 8 | High Voltage Regulator | 141 | AC Single Phase | [9 empty] | fme_feature_type | ASSETGROUP | ASSETTYPE | ASSETGROUPDESC | ASSETTYPEDESC | _UNFEATURECLASS | _domainNetworkName
Electric | ElectricDevice | 8 | High Voltage Regulator | 142 | AC Three Phase | Electric | ElectricDevice | 8 | High Voltage Regulator | 142 | AC Three Phase | [9 empty] | fme_feature_type | ASSETGROUP | ASSETTYPE | ASSETGROUPDESC | ASSETTYPEDESC | _UNFEATURECLASS | _domainNetworkName
Electric | ElectricDevice | 8 | High Voltage Regulator | 143 | DC Regulator | Electric | ElectricDevice | 8 | High Voltage Regulator | 143 | DC Regulator | [9 empty] | fme_feature_type | ASSETGROUP | ASSETTYPE | ASSETGROUPDESC | ASSETTYPEDESC | _UNFEATURECLASS | _domainNetworkName
Electric | ElectricDevice | 9 | High Voltage Service | 0 | Unknown | Electric | ElectricDevice | 9 | High Voltage Service | 0 | Unknown | [9 empty] | fme_feature_type | ASSETGROUP | ASSETTYPE | ASSETGROUPDESC | ASSETTYPEDESC | _UNFEATURECLASS | _domainNetworkName
Electric | ElectricDevice | 9 | High Voltage Service | 161 | AC Metering | Electric | ElectricDevice | 9 | High Voltage Service | 161 | AC Metering | [9 empty] | fme_feature_type | ASSETGROUP | ASSETTYPE | ASSETGROUPDESC | ASSETTYPEDESC | _UNFEATURECLASS | _domainNetworkName
Electric | ElectricDevice | 9 | High Voltage Service | 162 | DC Metering | Electric | ElectricDevice | 9 | High Voltage Service | 162 | DC Metering | [9 empty] | fme_feature_type | ASSETGROUP | ASSETTYPE | ASSETGROUPDESC | ASSETTYPEDESC | _UNFEATURECLASS | _domainNetworkName
Electric | ElectricDevice | 10 | High Voltage Switch | 0 | Unknown | Electric | ElectricDevice | 10 | High Voltage Switch | 0 | Unknown | [9 empty] | fme_feature_type | ASSETGROUP | ASSETTYPE | ASSETGROUPDESC | ASSETTYPEDESC | _UNFEATURECLASS | _domainNetworkName
Electric | ElectricDevice | 10 | High Voltage Switch | 181 | AC Circuit Breaker | Electric | ElectricDevice | 10 | High Voltage Switch | 181 | AC Circuit Breaker | [9 empty] | fme_feature_type | ASSETGROUP | ASSETTYPE | ASSETGROUPDESC | ASSETTYPEDESC | _UNFEATURECLASS | _domainNetworkName
Electric | ElectricDevice | 10 | High Voltage Switch | 182 | AC Disconnect | Electric | ElectricDevice | 10 | High Voltage Switch | 182 | AC Disconnect | [9 empty] | fme_feature_type | ASSETGROUP | ASSETTYPE | ASSETGROUPDESC | ASSETTYPEDESC | _UNFEATURECLASS | _domainNetworkName
Electric | ElectricDevice | 10 | High Voltage Switch | 183 | AC Switchgear | Electric | ElectricDevice | 10 | High Voltage Switch | 183 | AC Switchgear | [9 empty] | fme_feature_type | ASSETGROUP | ASSETTYPE | ASSETGROUPDESC | ASSETTYPEDESC | _UNFEATURECLASS | _domainNetworkName
Electric | ElectricDevice | 10 | High Voltage Switch | 184 | DC Circuit Breaker | Electric | ElectricDevice | 10 | High Voltage Switch | 184 | DC Circuit Breaker | [9 empty] | fme_feature_type | ASSETGROUP | ASSETTYPE | ASSETGROUPDESC | ASSETTYPEDESC | _UNFEATURECLASS | _domainNetworkName
Electric | ElectricDevice | 10 | High Voltage Switch | 185 | DC Disconnect | Electric | ElectricDevice | 10 | High Voltage Switch | 185 | DC Disconnect | [9 empty] | fme_feature_type | ASSETGROUP | ASSETTYPE | ASSETGROUPDESC | ASSETTYPEDESC | _UNFEATURECLASS | _domainNetworkName
Electric | ElectricDevice | 10 | High Voltage Switch | 186 | DC Switchgear | Electric | ElectricDevice | 10 | High Voltage Switch | 186 | DC Switchgear | [9 empty] | fme_feature_type | ASSETGROUP | ASSETTYPE | ASSETGROUPDESC | ASSETTYPEDESC | _UNFEATURECLASS | _domainNetworkName
[6 empty] | Electric | ElectricDevice | 10 | High Voltage Switch | 187 | AC Bus Tie Breaker | [9 empty] | fme_feature_type | ASSETGROUP | ASSETTYPE | ASSETGROUPDESC | ASSETTYPEDESC | _UNFEATURECLASS | _domainNetworkName
[6 empty] | Electric | ElectricDevice | 10 | High Voltage Switch | 188 | DC Bus Tie Breaker | [9 empty] | fme_feature_type | ASSETGROUP | ASSETTYPE | ASSETGROUPDESC | ASSETTYPEDESC | _UNFEATURECLASS | _domainNetworkName
Electric | ElectricDevice | 11 | High Voltage Transformer | 0 | Unknown | Electric | ElectricDevice | 11 | High Voltage Transformer | 0 | Unknown | [9 empty] | fme_feature_type | ASSETGROUP | ASSETTYPE | ASSETGROUPDESC | ASSETTYPEDESC | _UNFEATURECLASS | _domainNetworkName
Electric | ElectricDevice | 11 | High Voltage Transformer | 201 | AC Single Phase Power | Electric | ElectricDevice | 11 | High Voltage Transformer | 201 | AC Single Phase Power | [9 empty] | fme_feature_type | ASSETGROUP | ASSETTYPE | ASSETGROUPDESC | ASSETTYPEDESC | _UNFEATURECLASS | _domainNetworkName
Electric | ElectricDevice | 11 | High Voltage Transformer | 202 | AC Three Phase Power | Electric | ElectricDevice | 11 | High Voltage Transformer | 202 | AC Three Phase Power | [9 empty] | fme_feature_type | ASSETGROUP | ASSETTYPE | ASSETGROUPDESC | ASSETTYPEDESC | _UNFEATURECLASS | _domainNetworkName
Electric | ElectricDevice | 11 | High Voltage Transformer | 203 | DC Power | Electric | ElectricDevice | 11 | High Voltage Transformer | 203 | DC Power | [9 empty] | fme_feature_type | ASSETGROUP | ASSETTYPE | ASSETGROUPDESC | ASSETTYPEDESC | _UNFEATURECLASS | _domainNetworkName
Electric | ElectricDevice | 11 | High Voltage Transformer | 204 | HV Grounding Transformer | Electric | ElectricDevice | 11 | High Voltage Transformer | 204 | HV Grounding Transformer | [9 empty] | fme_feature_type | ASSETGROUP | ASSETTYPE | ASSETGROUPDESC | ASSETTYPEDESC | _UNFEATURECLASS | _domainNetworkName
Electric | ElectricDevice | 12 | Low Voltage Arrester | 0 | Unknown | Electric | ElectricDevice | 12 | Low Voltage Arrester | 0 | Unknown | [9 empty] | fme_feature_type | ASSETGROUP | ASSETTYPE | ASSETGROUPDESC | ASSETTYPEDESC | _UNFEATURECLASS | _domainNetworkName
Electric | ElectricDevice | 12 | Low Voltage Arrester | 221 | LV Overhead Arrester | Electric | ElectricDevice | 12 | Low Voltage Arrester | 221 | LV Overhead Arrester | [9 empty] | fme_feature_type | ASSETGROUP | ASSETTYPE | ASSETGROUPDESC | ASSETTYPEDESC | _UNFEATURECLASS | _domainNetworkName
Electric | ElectricDevice | 12 | Low Voltage Arrester | 222 | LV Underground Arrester | Electric | ElectricDevice | 12 | Low Voltage Arrester | 222 | LV Underground Arrester | [9 empty] | fme_feature_type | ASSETGROUP | ASSETTYPE | ASSETGROUPDESC | ASSETTYPEDESC | _UNFEATURECLASS | _domainNetworkName
Electric | ElectricDevice | 12 | Low Voltage Arrester | 223 | LV Station Arrester | Electric | ElectricDevice | 12 | Low Voltage Arrester | 223 | LV Station Arrester | [9 empty] | fme_feature_type | ASSETGROUP | ASSETTYPE | ASSETGROUPDESC | ASSETTYPEDESC | _UNFEATURECLASS | _domainNetworkName
Electric | ElectricDevice | 12 | Low Voltage Arrester | 224 | LV Indoor Arrester | Electric | ElectricDevice | 12 | Low Voltage Arrester | 224 | LV Indoor Arrester | [9 empty] | fme_feature_type | ASSETGROUP | ASSETTYPE | ASSETGROUPDESC | ASSETTYPEDESC | _UNFEATURECLASS | _domainNetworkName
Electric | ElectricDevice | 13 | Low Voltage Controller | 0 | Unknown | Electric | ElectricDevice | 13 | Low Voltage Control Unit | 0 | Unknown | [9 empty] | fme_feature_type | ASSETGROUP | ASSETTYPE | ASSETGROUPDESC | ASSETTYPEDESC | _UNFEATURECLASS | _domainNetworkName
Electric | ElectricDevice | 13 | Low Voltage Controller | 241 | Controller | Electric | ElectricDevice | 13 | Low Voltage Control Unit | 241 | Controller | [9 empty] | fme_feature_type | ASSETGROUP | ASSETTYPE | ASSETGROUPDESC | ASSETTYPEDESC | _UNFEATURECLASS | _domainNetworkName
Electric | ElectricDevice | 14 | Low Voltage Fuse | 0 | Unknown | Electric | ElectricDevice | 14 | Low Voltage Fuse | 0 | Unknown | [9 empty] | fme_feature_type | ASSETGROUP | ASSETTYPE | ASSETGROUPDESC | ASSETTYPEDESC | _UNFEATURECLASS | _domainNetworkName
Electric | ElectricDevice | 14 | Low Voltage Fuse | 261 | AC Overhead | Electric | ElectricDevice | 14 | Low Voltage Fuse | 261 | AC Overhead | [9 empty] | fme_feature_type | ASSETGROUP | ASSETTYPE | ASSETGROUPDESC | ASSETTYPEDESC | _UNFEATURECLASS | _domainNetworkName
Electric | ElectricDevice | 14 | Low Voltage Fuse | 262 | AC Underground | Electric | ElectricDevice | 14 | Low Voltage Fuse | 262 | AC Underground | [9 empty] | fme_feature_type | ASSETGROUP | ASSETTYPE | ASSETGROUPDESC | ASSETTYPEDESC | _UNFEATURECLASS | _domainNetworkName
Electric | ElectricDevice | 14 | Low Voltage Fuse | 263 | DC Overhead | Electric | ElectricDevice | 14 | Low Voltage Fuse | 263 | DC Overhead | [9 empty] | fme_feature_type | ASSETGROUP | ASSETTYPE | ASSETGROUPDESC | ASSETTYPEDESC | _UNFEATURECLASS | _domainNetworkName
Electric | ElectricDevice | 14 | Low Voltage Fuse | 264 | DC Underground | Electric | ElectricDevice | 14 | Low Voltage Fuse | 264 | DC Underground | [9 empty] | fme_feature_type | ASSETGROUP | ASSETTYPE | ASSETGROUPDESC | ASSETTYPEDESC | _UNFEATURECLASS | _domainNetworkName
Electric | ElectricDevice | 15 | Low Voltage Generation | 0 | Unknown | Electric | ElectricDevice | 15 | Low Voltage Generation | 0 | Unknown | [9 empty] | fme_feature_type | ASSETGROUP | ASSETTYPE | ASSETGROUPDESC | ASSETTYPEDESC | _UNFEATURECLASS | _domainNetworkName
Electric | ElectricDevice | 15 | Low Voltage Generation | 61 | Battery | Electric | ElectricDevice | 15 | Low Voltage Generation | 61 | Battery | [9 empty] | fme_feature_type | ASSETGROUP | ASSETTYPE | ASSETGROUPDESC | ASSETTYPEDESC | _UNFEATURECLASS | _domainNetworkName
Electric | ElectricDevice | 15 | Low Voltage Generation | 282 | Car Charger | Electric | ElectricDevice | 15 | Low Voltage Generation | 282 | Car Charger | [9 empty] | fme_feature_type | ASSETGROUP | ASSETTYPE | ASSETGROUPDESC | ASSETTYPEDESC | _UNFEATURECLASS | _domainNetworkName
Electric | ElectricDevice | 15 | Low Voltage Generation | 283 | Generator | Electric | ElectricDevice | 15 | Low Voltage Generation | 283 | Generator | [9 empty] | fme_feature_type | ASSETGROUP | ASSETTYPE | ASSETGROUPDESC | ASSETTYPEDESC | _UNFEATURECLASS | _domainNetworkName
Electric | ElectricDevice | 15 | Low Voltage Generation | 284 | Residential Photovoltaic Solar | Electric | ElectricDevice | 15 | Low Voltage Generation | 284 | Residential Photovoltaic Solar | [9 empty] | fme_feature_type | ASSETGROUP | ASSETTYPE | ASSETGROUPDESC | ASSETTYPEDESC | _UNFEATURECLASS | _domainNetworkName
Electric | ElectricDevice | 15 | Low Voltage Generation | 285 | Wind Turbine | Electric | ElectricDevice | 15 | Low Voltage Generation | 285 | Wind Turbine | [9 empty] | fme_feature_type | ASSETGROUP | ASSETTYPE | ASSETGROUPDESC | ASSETTYPEDESC | _UNFEATURECLASS | _domainNetworkName
Electric | ElectricDevice | 16 | Low Voltage Lighting | 0 | Unknown | Electric | ElectricDevice | 16 | Low Voltage Lighting | 0 | Unknown | Streetlight | [8 empty] | fme_feature_type | ASSETGROUP | ASSETTYPE | ASSETGROUPDESC | ASSETTYPEDESC | _UNFEATURECLASS | _domainNetworkName
Electric | ElectricDevice | 16 | Low Voltage Lighting | 301 | Flood light | Electric | ElectricDevice | 16 | Low Voltage Lighting | 301 | Flood light | [9 empty] | fme_feature_type | ASSETGROUP | ASSETTYPE | ASSETGROUPDESC | ASSETTYPEDESC | _UNFEATURECLASS | _domainNetworkName
Electric | ElectricDevice | 16 | Low Voltage Lighting | 302 | Streetlight | Electric | ElectricDevice | 16 | Low Voltage Lighting | 302 | Streetlight | Streetlight | SUBTYPECD | 1 | [6 empty] | fme_feature_type | ASSETGROUP | ASSETTYPE | ASSETGROUPDESC | ASSETTYPEDESC | _UNFEATURECLASS | _domainNetworkName
Electric | ElectricDevice | 17 | Low Voltage Line Monitor and Relay | 0 | Unknown | Electric | ElectricDevice | 17 | Low Voltage Line Monitor and Relay | 0 | Unknown | [9 empty] | fme_feature_type | ASSETGROUP | ASSETTYPE | ASSETGROUPDESC | ASSETTYPEDESC | _UNFEATURECLASS | _domainNetworkName
Electric | ElectricDevice | 17 | Low Voltage Line Monitor and Relay | 321 | LV Fault Indicator | Electric | ElectricDevice | 17 | Low Voltage Line Monitor and Relay | 321 | LV Fault Indicator | [9 empty] | fme_feature_type | ASSETGROUP | ASSETTYPE | ASSETGROUPDESC | ASSETTYPEDESC | _UNFEATURECLASS | _domainNetworkName
Electric | ElectricDevice | 17 | Low Voltage Line Monitor and Relay | 322 | LV Load Monitor | Electric | ElectricDevice | 17 | Low Voltage Line Monitor and Relay | 322 | LV Load Monitor | [9 empty] | fme_feature_type | ASSETGROUP | ASSETTYPE | ASSETGROUPDESC | ASSETTYPEDESC | _UNFEATURECLASS | _domainNetworkName
Electric | ElectricDevice | 17 | Low Voltage Line Monitor and Relay | 323 | LV Relay | Electric | ElectricDevice | 17 | Low Voltage Line Monitor and Relay | 323 | LV Relay | [9 empty] | fme_feature_type | ASSETGROUP | ASSETTYPE | ASSETGROUPDESC | ASSETTYPEDESC | _UNFEATURECLASS | _domainNetworkName
Electric | ElectricDevice | 18 | Low Voltage Motor | 0 | Unknown | Electric | ElectricDevice | 18 | Low Voltage Motor | 0 | Unknown | [9 empty] | fme_feature_type | ASSETGROUP | ASSETTYPE | ASSETGROUPDESC | ASSETTYPEDESC | _UNFEATURECLASS | _domainNetworkName
Electric | ElectricDevice | 18 | Low Voltage Motor | 341 | LV Single Phase Motor | Electric | ElectricDevice | 18 | Low Voltage Motor | 341 | LV Single Phase Motor | [9 empty] | fme_feature_type | ASSETGROUP | ASSETTYPE | ASSETGROUPDESC | ASSETTYPEDESC | _UNFEATURECLASS | _domainNetworkName
Electric | ElectricDevice | 18 | Low Voltage Motor | 342 | LV Three Phase Motor | Electric | ElectricDevice | 18 | Low Voltage Motor | 342 | LV Three Phase Motor | [9 empty] | fme_feature_type | ASSETGROUP | ASSETTYPE | ASSETGROUPDESC | ASSETTYPEDESC | _UNFEATURECLASS | _domainNetworkName
Electric | ElectricDevice | 19 | Low Voltage Network Protection | 0 | Unknown | Electric | ElectricDevice | 19 | Low Voltage Network Protection | 0 | Unknown | [9 empty] | fme_feature_type | ASSETGROUP | ASSETTYPE | ASSETGROUPDESC | ASSETTYPEDESC | _UNFEATURECLASS | _domainNetworkName
Electric | ElectricDevice | 19 | Low Voltage Network Protection | 361 | Network Protector | Electric | ElectricDevice | 19 | Low Voltage Network Protection | 361 | Network Protector | [9 empty] | fme_feature_type | ASSETGROUP | ASSETTYPE | ASSETGROUPDESC | ASSETTYPEDESC | _UNFEATURECLASS | _domainNetworkName
Electric | ElectricDevice | 20 | Low Voltage Power Conversion | 0 | Unknown | Electric | ElectricDevice | 20 | Low Voltage Power Conversion | 0 | Unknown | [9 empty] | fme_feature_type | ASSETGROUP | ASSETTYPE | ASSETGROUPDESC | ASSETTYPEDESC | _UNFEATURECLASS | _domainNetworkName
Electric | ElectricDevice | 20 | Low Voltage Power Conversion | 381 | LV Single Phase Inverter | Electric | ElectricDevice | 20 | Low Voltage Power Conversion | 381 | LV Single Phase Inverter | [9 empty] | fme_feature_type | ASSETGROUP | ASSETTYPE | ASSETGROUPDESC | ASSETTYPEDESC | _UNFEATURECLASS | _domainNetworkName
Electric | ElectricDevice | 20 | Low Voltage Power Conversion | 382 | LV Single Phase Rectifier | Electric | ElectricDevice | 20 | Low Voltage Power Conversion | 382 | LV Single Phase Rectifier | [9 empty] | fme_feature_type | ASSETGROUP | ASSETTYPE | ASSETGROUPDESC | ASSETTYPEDESC | _UNFEATURECLASS | _domainNetworkName
Electric | ElectricDevice | 20 | Low Voltage Power Conversion | 383 | LV Three Phase Inverter | Electric | ElectricDevice | 20 | Low Voltage Power Conversion | 383 | LV Three Phase Inverter | [9 empty] | fme_feature_type | ASSETGROUP | ASSETTYPE | ASSETGROUPDESC | ASSETTYPEDESC | _UNFEATURECLASS | _domainNetworkName
Electric | ElectricDevice | 20 | Low Voltage Power Conversion | 384 | LV Three Phase Rectifier | Electric | ElectricDevice | 20 | Low Voltage Power Conversion | 384 | LV Three Phase Rectifier | [9 empty] | fme_feature_type | ASSETGROUP | ASSETTYPE | ASSETGROUPDESC | ASSETTYPEDESC | _UNFEATURECLASS | _domainNetworkName
Electric | ElectricDevice | 21 | Low Voltage Power Factor Correcting | 0 | Unknown | Electric | ElectricDevice | 21 | Low Voltage Power Factor Correcting | 0 | Unknown | [9 empty] | fme_feature_type | ASSETGROUP | ASSETTYPE | ASSETGROUPDESC | ASSETTYPEDESC | _UNFEATURECLASS | _domainNetworkName
Electric | ElectricDevice | 21 | Low Voltage Power Factor Correcting | 401 | Mobile Harmonic Filter | Electric | ElectricDevice | 21 | Low Voltage Power Factor Correcting | 401 | LV Mobile Harmonic Filter | [9 empty] | fme_feature_type | ASSETGROUP | ASSETTYPE | ASSETGROUPDESC | ASSETTYPEDESC | _UNFEATURECLASS | _domainNetworkName
Electric | ElectricDevice | 21 | Low Voltage Power Factor Correcting | 402 | Mobile Reactor | Electric | ElectricDevice | 21 | Low Voltage Power Factor Correcting | 402 | LV Mobile Reactor | [9 empty] | fme_feature_type | ASSETGROUP | ASSETTYPE | ASSETGROUPDESC | ASSETTYPEDESC | _UNFEATURECLASS | _domainNetworkName
Electric | ElectricDevice | 21 | Low Voltage Power Factor Correcting | 403 | Overhead Capacitor | Electric | ElectricDevice | 21 | Low Voltage Power Factor Correcting | 403 | LV Overhead Capacitor | [9 empty] | fme_feature_type | ASSETGROUP | ASSETTYPE | ASSETGROUPDESC | ASSETTYPEDESC | _UNFEATURECLASS | _domainNetworkName
Electric | ElectricDevice | 21 | Low Voltage Power Factor Correcting | 404 | Overhead Harmonic Filter | Electric | ElectricDevice | 21 | Low Voltage Power Factor Correcting | 404 | LV Overhead Harmonic Filter | [9 empty] | fme_feature_type | ASSETGROUP | ASSETTYPE | ASSETGROUPDESC | ASSETTYPEDESC | _UNFEATURECLASS | _domainNetworkName
Electric | ElectricDevice | 21 | Low Voltage Power Factor Correcting | 405 | Overhead Reactor | Electric | ElectricDevice | 21 | Low Voltage Power Factor Correcting | 405 | LV Overhead Reactor | [9 empty] | fme_feature_type | ASSETGROUP | ASSETTYPE | ASSETGROUPDESC | ASSETTYPEDESC | _UNFEATURECLASS | _domainNetworkName
Electric | ElectricDevice | 21 | Low Voltage Power Factor Correcting | 406 | Pad Mounted Capacitor | Electric | ElectricDevice | 21 | Low Voltage Power Factor Correcting | 406 | Pad Mounted Capacitor | [9 empty] | fme_feature_type | ASSETGROUP | ASSETTYPE | ASSETGROUPDESC | ASSETTYPEDESC | _UNFEATURECLASS | _domainNetworkName
Electric | ElectricDevice | 21 | Low Voltage Power Factor Correcting | 407 | Pad Mounted Harmonic Filter | Electric | ElectricDevice | 21 | Low Voltage Power Factor Correcting | 407 | Pad Mounted Harmonic Filter | [9 empty] | fme_feature_type | ASSETGROUP | ASSETTYPE | ASSETGROUPDESC | ASSETTYPEDESC | _UNFEATURECLASS | _domainNetworkName
Electric | ElectricDevice | 21 | Low Voltage Power Factor Correcting | 408 | Pad Mounted Reactor | Electric | ElectricDevice | 21 | Low Voltage Power Factor Correcting | 408 | Pad Mounted Reactor | [9 empty] | fme_feature_type | ASSETGROUP | ASSETTYPE | ASSETGROUPDESC | ASSETTYPEDESC | _UNFEATURECLASS | _domainNetworkName
Electric | ElectricDevice | 21 | Low Voltage Power Factor Correcting | 409 | Station Capacitor | Electric | ElectricDevice | 21 | Low Voltage Power Factor Correcting | 409 | LV Station Capacitor | [9 empty] | fme_feature_type | ASSETGROUP | ASSETTYPE | ASSETGROUPDESC | ASSETTYPEDESC | _UNFEATURECLASS | _domainNetworkName
Electric | ElectricDevice | 21 | Low Voltage Power Factor Correcting | 410 | Station Harmonic Filter | Electric | ElectricDevice | 21 | Low Voltage Power Factor Correcting | 410 | LV Station Harmonic Filter | [9 empty] | fme_feature_type | ASSETGROUP | ASSETTYPE | ASSETGROUPDESC | ASSETTYPEDESC | _UNFEATURECLASS | _domainNetworkName
Electric | ElectricDevice | 21 | Low Voltage Power Factor Correcting | 411 | Station Reactor | Electric | ElectricDevice | 21 | Low Voltage Power Factor Correcting | 411 | LV Station Reactor | [9 empty] | fme_feature_type | ASSETGROUP | ASSETTYPE | ASSETGROUPDESC | ASSETTYPEDESC | _UNFEATURECLASS | _domainNetworkName
Electric | ElectricDevice | 21 | Low Voltage Power Factor Correcting | 412 | Wave Trap | Electric | ElectricDevice | 21 | Low Voltage Power Factor Correcting | 412 | Wave Trap | [9 empty] | fme_feature_type | ASSETGROUP | ASSETTYPE | ASSETGROUPDESC | ASSETTYPEDESC | _UNFEATURECLASS | _domainNetworkName
Electric | ElectricDevice | 22 | Low Voltage Service | 0 | Unknown | Electric | ElectricDevice | 22 | Low Voltage Service | 0 | Unknown | PrimaryMeter | [8 empty] | fme_feature_type | ASSETGROUP | ASSETTYPE | ASSETGROUPDESC | ASSETTYPEDESC | _UNFEATURECLASS | _domainNetworkName
Electric | ElectricDevice | 22 | Low Voltage Service | 421 | Single Phase Commercial | Electric | ElectricDevice | 22 | Low Voltage Service | 421 | Single Phase Commercial | PrimaryMeter | SUBTYPECD | 1 | [6 empty] | fme_feature_type | ASSETGROUP | ASSETTYPE | ASSETGROUPDESC | ASSETTYPEDESC | _UNFEATURECLASS | _domainNetworkName
Electric | ElectricDevice | 22 | Low Voltage Service | 422 | Single Phase Residential | Electric | ElectricDevice | 22 | Low Voltage Service | 422 | Single Phase Residential | ServicePoint | SUBTYPECD | 1 | PHASEDESIGNATION | 1 |  |  |  |  | fme_feature_type | ASSETGROUP | ASSETTYPE | ASSETGROUPDESC | ASSETTYPEDESC | _UNFEATURECLASS | _domainNetworkName
Electric | ElectricDevice | 22 | Low Voltage Service | 422 | Single Phase Residential | Electric | ElectricDevice | 22 | Low Voltage Service | 422 | Single Phase Residential | ServicePoint | SUBTYPECD | 1 | PHASEDESIGNATION | 2 |  |  |  |  | fme_feature_type | ASSETGROUP | ASSETTYPE | ASSETGROUPDESC | ASSETTYPEDESC | _UNFEATURECLASS | _domainNetworkName
Electric | ElectricDevice | 22 | Low Voltage Service | 422 | Single Phase Residential | Electric | ElectricDevice | 22 | Low Voltage Service | 422 | Single Phase Residential | ServicePoint | SUBTYPECD | 1 | PHASEDESIGNATION | 4 |  |  |  |  | fme_feature_type | ASSETGROUP | ASSETTYPE | ASSETGROUPDESC | ASSETTYPEDESC | _UNFEATURECLASS | _domainNetworkName
Electric | ElectricDevice | 22 | Low Voltage Service | 422 | Single Phase Residential | Electric | ElectricDevice | 22 | Low Voltage Service | 422 | Single Phase Residential | ServicePoint | SUBTYPECD | 1 | PHASEDESIGNATION | 3 |  |  |  |  | fme_feature_type | ASSETGROUP | ASSETTYPE | ASSETGROUPDESC | ASSETTYPEDESC | _UNFEATURECLASS | _domainNetworkName
Electric | ElectricDevice | 22 | Low Voltage Service | 422 | Single Phase Residential | Electric | ElectricDevice | 22 | Low Voltage Service | 422 | Single Phase Residential | ServicePoint | SUBTYPECD | 1 | PHASEDESIGNATION | 5 |  |  |  |  | fme_feature_type | ASSETGROUP | ASSETTYPE | ASSETGROUPDESC | ASSETTYPEDESC | _UNFEATURECLASS | _domainNetworkName
Electric | ElectricDevice | 22 | Low Voltage Service | 422 | Single Phase Residential | Electric | ElectricDevice | 22 | Low Voltage Service | 422 | Single Phase Residential | ServicePoint | SUBTYPECD | 1 | PHASEDESIGNATION | 6 |  |  |  |  | fme_feature_type | ASSETGROUP | ASSETTYPE | ASSETGROUPDESC | ASSETTYPEDESC | _UNFEATURECLASS | _domainNetworkName
Electric | ElectricDevice | 22 | Low Voltage Service | 423 | Three Phase Commercial | Electric | ElectricDevice | 22 | Low Voltage Service | 423 | Three Phase Commercial | [9 empty] | fme_feature_type | ASSETGROUP | ASSETTYPE | ASSETGROUPDESC | ASSETTYPEDESC | _UNFEATURECLASS | _domainNetworkName
Electric | ElectricDevice | 22 | Low Voltage Service | 424 | Three Phase Residential | Electric | ElectricDevice | 22 | Low Voltage Service | 424 | Three Phase Residential | ServicePoint | SUBTYPECD | 1 | PHASEDESIGNATION | 7 |  |  |  |  | fme_feature_type | ASSETGROUP | ASSETTYPE | ASSETGROUPDESC | ASSETTYPEDESC | _UNFEATURECLASS | _domainNetworkName
Electric | ElectricDevice | 22 | Low Voltage Service | 425 | Unmetered Load | Electric | ElectricDevice | 22 | Low Voltage Service | 425 | Unmetered Load | [9 empty] | fme_feature_type | ASSETGROUP | ASSETTYPE | ASSETGROUPDESC | ASSETTYPEDESC | _UNFEATURECLASS | _domainNetworkName
Electric | ElectricDevice | 23 | Low Voltage Switch | 0 | Unknown | Electric | ElectricDevice | 23 | Low Voltage Switch | 0 | Unknown | [9 empty] | fme_feature_type | ASSETGROUP | ASSETTYPE | ASSETGROUPDESC | ASSETTYPEDESC | _UNFEATURECLASS | _domainNetworkName
Electric | ElectricDevice | 23 | Low Voltage Switch | 441 | Overhead AC Load Break | Electric | ElectricDevice | 23 | Low Voltage Switch | 441 | Overhead AC Load Break | [9 empty] | fme_feature_type | ASSETGROUP | ASSETTYPE | ASSETGROUPDESC | ASSETTYPEDESC | _UNFEATURECLASS | _domainNetworkName
Electric | ElectricDevice | 23 | Low Voltage Switch | 442 | Overhead AC Disconnect | Electric | ElectricDevice | 23 | Low Voltage Switch | 442 | Overhead AC Disconnect | [9 empty] | fme_feature_type | ASSETGROUP | ASSETTYPE | ASSETGROUPDESC | ASSETTYPEDESC | _UNFEATURECLASS | _domainNetworkName
Electric | ElectricDevice | 23 | Low Voltage Switch | 443 | Overhead DC Load Break | Electric | ElectricDevice | 23 | Low Voltage Switch | 443 | Overhead DC Load Break | [9 empty] | fme_feature_type | ASSETGROUP | ASSETTYPE | ASSETGROUPDESC | ASSETTYPEDESC | _UNFEATURECLASS | _domainNetworkName
Electric | ElectricDevice | 23 | Low Voltage Switch | 444 | Overhead DC Disconnect | Electric | ElectricDevice | 23 | Low Voltage Switch | 444 | Overhead DC Disconnect | [9 empty] | fme_feature_type | ASSETGROUP | ASSETTYPE | ASSETGROUPDESC | ASSETTYPEDESC | _UNFEATURECLASS | _domainNetworkName
Electric | ElectricDevice | 23 | Low Voltage Switch | 445 | Underground AC Load Break | Electric | ElectricDevice | 23 | Low Voltage Switch | 445 | Underground AC Load Break | [9 empty] | fme_feature_type | ASSETGROUP | ASSETTYPE | ASSETGROUPDESC | ASSETTYPEDESC | _UNFEATURECLASS | _domainNetworkName
Electric | ElectricDevice | 23 | Low Voltage Switch | 446 | Underground AC Disconnect | Electric | ElectricDevice | 23 | Low Voltage Switch | 446 | Underground AC Disconnect | [9 empty] | fme_feature_type | ASSETGROUP | ASSETTYPE | ASSETGROUPDESC | ASSETTYPEDESC | _UNFEATURECLASS | _domainNetworkName
Electric | ElectricDevice | 23 | Low Voltage Switch | 447 | Underground DC Load Break | Electric | ElectricDevice | 23 | Low Voltage Switch | 447 | Underground DC Load Break | [9 empty] | fme_feature_type | ASSETGROUP | ASSETTYPE | ASSETGROUPDESC | ASSETTYPEDESC | _UNFEATURECLASS | _domainNetworkName
Electric | ElectricDevice | 23 | Low Voltage Switch | 448 | Underground DC Disconnect | Electric | ElectricDevice | 23 | Low Voltage Switch | 448 | Underground DC Disconnect | [9 empty] | fme_feature_type | ASSETGROUP | ASSETTYPE | ASSETGROUPDESC | ASSETTYPEDESC | _UNFEATURECLASS | _domainNetworkName
Electric | ElectricDevice | 23 | Low Voltage Switch | 449 | Indoor AC Load Break | Electric | ElectricDevice | 23 | Low Voltage Switch | 449 | Indoor AC Load Break | [9 empty] | fme_feature_type | ASSETGROUP | ASSETTYPE | ASSETGROUPDESC | ASSETTYPEDESC | _UNFEATURECLASS | _domainNetworkName
Electric | ElectricDevice | 23 | Low Voltage Switch | 450 | Indoor AC Disconnect | Electric | ElectricDevice | 23 | Low Voltage Switch | 450 | Indoor AC Disconnect | [9 empty] | fme_feature_type | ASSETGROUP | ASSETTYPE | ASSETGROUPDESC | ASSETTYPEDESC | _UNFEATURECLASS | _domainNetworkName
Electric | ElectricDevice | 23 | Low Voltage Switch | 451 | Indoor DC Load Break | Electric | ElectricDevice | 23 | Low Voltage Switch | 451 | Indoor DC Load Break | [9 empty] | fme_feature_type | ASSETGROUP | ASSETTYPE | ASSETGROUPDESC | ASSETTYPEDESC | _UNFEATURECLASS | _domainNetworkName
Electric | ElectricDevice | 23 | Low Voltage Switch | 452 | Indoor DC Disconnect | Electric | ElectricDevice | 23 | Low Voltage Switch | 452 | Indoor DC Disconnect | [9 empty] | fme_feature_type | ASSETGROUP | ASSETTYPE | ASSETGROUPDESC | ASSETTYPEDESC | _UNFEATURECLASS | _domainNetworkName
Electric | ElectricDevice | 23 | Low Voltage Switch | 453 | Source Selectable Switch | Electric | ElectricDevice | 23 | Low Voltage Switch | 453 | Source Selectable Switch | [9 empty] | fme_feature_type | ASSETGROUP | ASSETTYPE | ASSETGROUPDESC | ASSETTYPEDESC | _UNFEATURECLASS | _domainNetworkName
Electric | ElectricDevice | 23 | Low Voltage Switch | 454 | LV Overhead Jumper | Electric | ElectricDevice | 23 | Low Voltage Switch | 454 | LV Overhead Jumper | [9 empty] | fme_feature_type | ASSETGROUP | ASSETTYPE | ASSETGROUPDESC | ASSETTYPEDESC | _UNFEATURECLASS | _domainNetworkName
Electric | ElectricDevice | 24 | Low Voltage Transformer | 0 | Unknown | Electric | ElectricDevice | 24 | Low Voltage Transformer | 0 | Unknown | [9 empty] | fme_feature_type | ASSETGROUP | ASSETTYPE | ASSETGROUPDESC | ASSETTYPEDESC | _UNFEATURECLASS | _domainNetworkName
Electric | ElectricDevice | 24 | Low Voltage Transformer | 461 | Single Phase | Electric | ElectricDevice | 24 | Low Voltage Transformer | 461 | Single Phase | [9 empty] | fme_feature_type | ASSETGROUP | ASSETTYPE | ASSETGROUPDESC | ASSETTYPEDESC | _UNFEATURECLASS | _domainNetworkName
Electric | ElectricDevice | 24 | Low Voltage Transformer | 462 | Three Phase | Electric | ElectricDevice | 24 | Low Voltage Transformer | 462 | Three Phase | [9 empty] | fme_feature_type | ASSETGROUP | ASSETTYPE | ASSETGROUPDESC | ASSETTYPEDESC | _UNFEATURECLASS | _domainNetworkName
Electric | ElectricDevice | 25 | Medium Voltage Arrester | 0 | Unknown | Electric | ElectricDevice | 25 | Medium Voltage Arrester | 0 | Unknown | [9 empty] | fme_feature_type | ASSETGROUP | ASSETTYPE | ASSETGROUPDESC | ASSETTYPEDESC | _UNFEATURECLASS | _domainNetworkName
Electric | ElectricDevice | 25 | Medium Voltage Arrester | 481 | MV Elbow Arrester | Electric | ElectricDevice | 25 | Medium Voltage Arrester | 481 | MV Elbow Arrester | [9 empty] | fme_feature_type | ASSETGROUP | ASSETTYPE | ASSETGROUPDESC | ASSETTYPEDESC | _UNFEATURECLASS | _domainNetworkName
Electric | ElectricDevice | 25 | Medium Voltage Arrester | 482 | MV Line Arrester | Electric | ElectricDevice | 25 | Medium Voltage Arrester | 482 | MV Line Arrester | [9 empty] | fme_feature_type | ASSETGROUP | ASSETTYPE | ASSETGROUPDESC | ASSETTYPEDESC | _UNFEATURECLASS | _domainNetworkName
Electric | ElectricDevice | 25 | Medium Voltage Arrester | 483 | MV Station Arrester | Electric | ElectricDevice | 25 | Medium Voltage Arrester | 483 | MV Station Arrester | [9 empty] | fme_feature_type | ASSETGROUP | ASSETTYPE | ASSETGROUPDESC | ASSETTYPEDESC | _UNFEATURECLASS | _domainNetworkName
Electric | ElectricDevice | 26 | Medium Voltage Circuit Breaker | 0 | Unknown | Electric | ElectricDevice | 26 | Medium Voltage Circuit Breaker | 0 | Unknown | [9 empty] | fme_feature_type | ASSETGROUP | ASSETTYPE | ASSETGROUPDESC | ASSETTYPEDESC | _UNFEATURECLASS | _domainNetworkName
Electric | ElectricDevice | 26 | Medium Voltage Circuit Breaker | 501 | Isolator Switch | Electric | ElectricDevice | 26 | Medium Voltage Circuit Breaker | 501 | Isolator Switch | [9 empty] | fme_feature_type | ASSETGROUP | ASSETTYPE | ASSETGROUPDESC | ASSETTYPEDESC | _UNFEATURECLASS | _domainNetworkName
Electric | ElectricDevice | 26 | Medium Voltage Circuit Breaker | 502 | Single Phase Circuit Breaker | Electric | ElectricDevice | 26 | Medium Voltage Circuit Breaker | 502 | Single Phase Circuit Breaker | [9 empty] | fme_feature_type | ASSETGROUP | ASSETTYPE | ASSETGROUPDESC | ASSETTYPEDESC | _UNFEATURECLASS | _domainNetworkName
Electric | ElectricDevice | 26 | Medium Voltage Circuit Breaker | 503 | Three Phase Circuit Breaker | Electric | ElectricDevice | 26 | Medium Voltage Circuit Breaker | 503 | Three Phase Circuit Breaker | [9 empty] | fme_feature_type | ASSETGROUP | ASSETTYPE | ASSETGROUPDESC | ASSETTYPEDESC | _UNFEATURECLASS | _domainNetworkName
Electric | ElectricDevice | 26 | Medium Voltage Circuit Breaker | 504 | Two Phase Circuit Breaker | Electric | ElectricDevice | 26 | Medium Voltage Circuit Breaker | 504 | Two Phase Circuit Breaker | [9 empty] | fme_feature_type | ASSETGROUP | ASSETTYPE | ASSETGROUPDESC | ASSETTYPEDESC | _UNFEATURECLASS | _domainNetworkName
[6 empty] | Electric | ElectricDevice | 26 | Medium Voltage Circuit Breaker | 361 | Network Protector | [9 empty] | fme_feature_type | ASSETGROUP | ASSETTYPE | ASSETGROUPDESC | ASSETTYPEDESC | _UNFEATURECLASS | _domainNetworkName
Electric | ElectricDevice | 27 | Medium Voltage Control Unit | 0 | Unknown | Electric | ElectricDevice | 27 | Medium Voltage Control Unit | 0 | Unknown | [9 empty] | fme_feature_type | ASSETGROUP | ASSETTYPE | ASSETGROUPDESC | ASSETTYPEDESC | _UNFEATURECLASS | _domainNetworkName
Electric | ElectricDevice | 27 | Medium Voltage Control Unit | 521 | MV Capacitor | Electric | ElectricDevice | 27 | Medium Voltage Control Unit | 521 | MV Capacitor | [9 empty] | fme_feature_type | ASSETGROUP | ASSETTYPE | ASSETGROUPDESC | ASSETTYPEDESC | _UNFEATURECLASS | _domainNetworkName
Electric | ElectricDevice | 27 | Medium Voltage Control Unit | 522 | MV Circuit Breaker | Electric | ElectricDevice | 27 | Medium Voltage Control Unit | 522 | MV Circuit Breaker | [9 empty] | fme_feature_type | ASSETGROUP | ASSETTYPE | ASSETGROUPDESC | ASSETTYPEDESC | _UNFEATURECLASS | _domainNetworkName
Electric | ElectricDevice | 27 | Medium Voltage Control Unit | 523 | MV Recloser | Electric | ElectricDevice | 27 | Medium Voltage Control Unit | 523 | MV Recloser | [9 empty] | fme_feature_type | ASSETGROUP | ASSETTYPE | ASSETGROUPDESC | ASSETTYPEDESC | _UNFEATURECLASS | _domainNetworkName
Electric | ElectricDevice | 27 | Medium Voltage Control Unit | 524 | MV Transfer Switch Controller | Electric | ElectricDevice | 27 | Medium Voltage Control Unit | 524 | MV Transfer Switch Controller | [9 empty] | fme_feature_type | ASSETGROUP | ASSETTYPE | ASSETGROUPDESC | ASSETTYPEDESC | _UNFEATURECLASS | _domainNetworkName
Electric | ElectricDevice | 27 | Medium Voltage Control Unit | 525 | MV Regulator | Electric | ElectricDevice | 27 | Medium Voltage Control Unit | 525 | MV Regulator | [9 empty] | fme_feature_type | ASSETGROUP | ASSETTYPE | ASSETGROUPDESC | ASSETTYPEDESC | _UNFEATURECLASS | _domainNetworkName
Electric | ElectricDevice | 28 | Medium Voltage Elbow | 0 | Unknown | Electric | ElectricDevice | 28 | Medium Voltage Elbow | 0 | Unknown | [9 empty] | fme_feature_type | ASSETGROUP | ASSETTYPE | ASSETGROUPDESC | ASSETTYPEDESC | _UNFEATURECLASS | _domainNetworkName
Electric | ElectricDevice | 28 | Medium Voltage Elbow | 541 | Load Break Feedthru | Electric | ElectricDevice | 28 | Medium Voltage Elbow | 541 | Load Break Feedthru | [9 empty] | fme_feature_type | ASSETGROUP | ASSETTYPE | ASSETGROUPDESC | ASSETTYPEDESC | _UNFEATURECLASS | _domainNetworkName
Electric | ElectricDevice | 28 | Medium Voltage Elbow | 542 | Load Break Junction | Electric | ElectricDevice | 28 | Medium Voltage Elbow | 542 | Load Break Junction | [9 empty] | fme_feature_type | ASSETGROUP | ASSETTYPE | ASSETGROUPDESC | ASSETTYPEDESC | _UNFEATURECLASS | _domainNetworkName
Electric | ElectricDevice | 28 | Medium Voltage Elbow | 543 | Single Phase Dead Break | Electric | ElectricDevice | 28 | Medium Voltage Elbow | 543 | Single Phase Dead Break | [9 empty] | fme_feature_type | ASSETGROUP | ASSETTYPE | ASSETGROUPDESC | ASSETTYPEDESC | _UNFEATURECLASS | _domainNetworkName
Electric | ElectricDevice | 28 | Medium Voltage Elbow | 544 | Single Phase Load Break | Electric | ElectricDevice | 28 | Medium Voltage Elbow | 544 | Single Phase Load Break | [9 empty] | fme_feature_type | ASSETGROUP | ASSETTYPE | ASSETGROUPDESC | ASSETTYPEDESC | _UNFEATURECLASS | _domainNetworkName
Electric | ElectricDevice | 28 | Medium Voltage Elbow | 545 | Three Phase Dead Break | Electric | ElectricDevice | 28 | Medium Voltage Elbow | 545 | Three Phase Dead Break | [9 empty] | fme_feature_type | ASSETGROUP | ASSETTYPE | ASSETGROUPDESC | ASSETTYPEDESC | _UNFEATURECLASS | _domainNetworkName
Electric | ElectricDevice | 28 | Medium Voltage Elbow | 546 | Three Phase Load Break | Electric | ElectricDevice | 28 | Medium Voltage Elbow | 546 | Three Phase Load Break | [9 empty] | fme_feature_type | ASSETGROUP | ASSETTYPE | ASSETGROUPDESC | ASSETTYPEDESC | _UNFEATURECLASS | _domainNetworkName
Electric | ElectricDevice | 28 | Medium Voltage Elbow | 547 | Two Phase Dead Break | Electric | ElectricDevice | 28 | Medium Voltage Elbow | 547 | Two Phase Dead Break | [9 empty] | fme_feature_type | ASSETGROUP | ASSETTYPE | ASSETGROUPDESC | ASSETTYPEDESC | _UNFEATURECLASS | _domainNetworkName
Electric | ElectricDevice | 28 | Medium Voltage Elbow | 548 | Two Phase Load Break | Electric | ElectricDevice | 28 | Medium Voltage Elbow | 548 | Two Phase Load Break | [9 empty] | fme_feature_type | ASSETGROUP | ASSETTYPE | ASSETGROUPDESC | ASSETTYPEDESC | _UNFEATURECLASS | _domainNetworkName
Electric | ElectricDevice | 29 | Medium Voltage Fuse | 0 | Unknown | Electric | ElectricDevice | 29 | Medium Voltage Fuse | 0 | Unknown | FuseUnit | [8 empty] | fme_feature_type | ASSETGROUP | ASSETTYPE | ASSETGROUPDESC | ASSETTYPEDESC | _UNFEATURECLASS | _domainNetworkName
Electric | ElectricDevice | 29 | Medium Voltage Fuse | 561 | Bayonet | Electric | ElectricDevice | 29 | Medium Voltage Fuse | 561 | Bayonet | [9 empty] | fme_feature_type | ASSETGROUP | ASSETTYPE | ASSETGROUPDESC | ASSETTYPEDESC | _UNFEATURECLASS | _domainNetworkName
Electric | ElectricDevice | 29 | Medium Voltage Fuse | 562 | Fault Limiter | Electric | ElectricDevice | 29 | Medium Voltage Fuse | 562 | Fault Limiter | [9 empty] | fme_feature_type | ASSETGROUP | ASSETTYPE | ASSETGROUPDESC | ASSETTYPEDESC | _UNFEATURECLASS | _domainNetworkName
Electric | ElectricDevice | 29 | Medium Voltage Fuse | 563 | Indoor Fuse | Electric | ElectricDevice | 29 | Medium Voltage Fuse | 563 | Indoor Fuse | [9 empty] | fme_feature_type | ASSETGROUP | ASSETTYPE | ASSETGROUPDESC | ASSETTYPEDESC | _UNFEATURECLASS | _domainNetworkName
Electric | ElectricDevice | 29 | Medium Voltage Fuse | 564 | Overhead Cutout Fused Disconnect | Electric | ElectricDevice | 29 | Medium Voltage Fuse | 564 | Overhead Cutout Fused Disconnect | FuseUnit | _AGDevice_SUBTYPECD | 2 | _AGDevice_CONSTRUCTIONTYPE | Overhead |  |  |  |  | fme_feature_type | ASSETGROUP | ASSETTYPE | ASSETGROUPDESC | ASSETTYPEDESC | _UNFEATURECLASS | _domainNetworkName
Electric | ElectricDevice | 29 | Medium Voltage Fuse | 565 | Overhead Cutout Fused Load Break | Electric | ElectricDevice | 29 | Medium Voltage Fuse | 565 | Overhead Cutout Fused Load Break | FuseUnit | _AGDevice_SUBTYPECD | 1 | _AGDevice_CONSTRUCTIONTYPE | Overhead |  |  |  |  | fme_feature_type | ASSETGROUP | ASSETTYPE | ASSETGROUPDESC | ASSETTYPEDESC | _UNFEATURECLASS | _domainNetworkName
Electric | ElectricDevice | 29 | Medium Voltage Fuse | 566 | Overhead Cutout Sectionalizer | Electric | ElectricDevice | 29 | Medium Voltage Fuse | 566 | Overhead Cutout Sectionalizer | [9 empty] | fme_feature_type | ASSETGROUP | ASSETTYPE | ASSETGROUPDESC | ASSETTYPEDESC | _UNFEATURECLASS | _domainNetworkName
Electric | ElectricDevice | 29 | Medium Voltage Fuse | 567 | Overhead Cutout Solid Blade | Electric | ElectricDevice | 29 | Medium Voltage Fuse | 567 | Overhead Cutout Solid Blade | [9 empty] | fme_feature_type | ASSETGROUP | ASSETTYPE | ASSETGROUPDESC | ASSETTYPEDESC | _UNFEATURECLASS | _domainNetworkName
Electric | ElectricDevice | 29 | Medium Voltage Fuse | 568 | Cabinet Fuse | Electric | ElectricDevice | 29 | Medium Voltage Fuse | 568 | Cabinet Fuse | FuseUnit | _AGDevice_CONSTRUCTIONTYPE | Underground | [6 empty] | fme_feature_type | ASSETGROUP | ASSETTYPE | ASSETGROUPDESC | ASSETTYPEDESC | _UNFEATURECLASS | _domainNetworkName
Electric | ElectricDevice | 29 | Medium Voltage Fuse | 569 | Underground Fuse | Electric | ElectricDevice | 29 | Medium Voltage Fuse | 569 | Underground Fuse | [9 empty] | fme_feature_type | ASSETGROUP | ASSETTYPE | ASSETGROUPDESC | ASSETTYPEDESC | _UNFEATURECLASS | _domainNetworkName
Electric | ElectricDevice | 29 | Medium Voltage Fuse | 570 | Underground Fuse Disconnect | Electric | ElectricDevice | 29 | Medium Voltage Fuse | 570 | Underground Fuse Disconnect | [9 empty] | fme_feature_type | ASSETGROUP | ASSETTYPE | ASSETGROUPDESC | ASSETTYPEDESC | _UNFEATURECLASS | _domainNetworkName
Electric | ElectricDevice | 29 | Medium Voltage Fuse | 571 | Underground Fuse Load Break | Electric | ElectricDevice | 29 | Medium Voltage Fuse | 571 | Underground Fuse Load Break | [9 empty] | fme_feature_type | ASSETGROUP | ASSETTYPE | ASSETGROUPDESC | ASSETTYPEDESC | _UNFEATURECLASS | _domainNetworkName
Electric | ElectricDevice |  |  |  |  | Electric | ElectricDevice | 30 | Medium Voltage Generation | 0 | Unknown | [9 empty] | fme_feature_type | ASSETGROUP | ASSETTYPE | ASSETGROUPDESC | ASSETTYPEDESC | _UNFEATURECLASS | _domainNetworkName
Electric | ElectricDevice |  |  |  |  | Electric | ElectricDevice | 30 | Medium Voltage Generation | 61 | Battery | [9 empty] | fme_feature_type | ASSETGROUP | ASSETTYPE | ASSETGROUPDESC | ASSETTYPEDESC | _UNFEATURECLASS | _domainNetworkName
Electric | ElectricDevice |  |  |  |  | Electric | ElectricDevice | 30 | Medium Voltage Generation | 62 | Biomass | [9 empty] | fme_feature_type | ASSETGROUP | ASSETTYPE | ASSETGROUPDESC | ASSETTYPEDESC | _UNFEATURECLASS | _domainNetworkName
Electric | ElectricDevice |  |  |  |  | Electric | ElectricDevice | 30 | Medium Voltage Generation | 64 | Gas Turbine | [9 empty] | fme_feature_type | ASSETGROUP | ASSETTYPE | ASSETGROUPDESC | ASSETTYPEDESC | _UNFEATURECLASS | _domainNetworkName
Electric | ElectricDevice |  |  |  |  | Electric | ElectricDevice | 30 | Medium Voltage Generation | 65 | Geothermal | [9 empty] | fme_feature_type | ASSETGROUP | ASSETTYPE | ASSETGROUPDESC | ASSETTYPEDESC | _UNFEATURECLASS | _domainNetworkName
Electric | ElectricDevice | 30 | Medium Voltage Generation | 66 | Hydro | Electric | ElectricDevice | 30 | Medium Voltage Generation | 66 | Hydro | [9 empty] | fme_feature_type | ASSETGROUP | ASSETTYPE | ASSETGROUPDESC | ASSETTYPEDESC | _UNFEATURECLASS | _domainNetworkName
Electric | ElectricDevice | 30 | Medium Voltage Generation | 68 | Photovoltaic Solar | Electric | ElectricDevice | 30 | Medium Voltage Generation | 68 | Photovoltaic Solar | [9 empty] | fme_feature_type | ASSETGROUP | ASSETTYPE | ASSETGROUPDESC | ASSETTYPEDESC | _UNFEATURECLASS | _domainNetworkName
Electric | ElectricDevice | 30 | Medium Voltage Generation | 69 | Thermal Solar | Electric | ElectricDevice | 30 | Medium Voltage Generation | 69 | Thermal Solar | [9 empty] | fme_feature_type | ASSETGROUP | ASSETTYPE | ASSETGROUPDESC | ASSETTYPEDESC | _UNFEATURECLASS | _domainNetworkName
Electric | ElectricDevice | 30 | Medium Voltage Generation | 70 | Wind | Electric | ElectricDevice | 30 | Medium Voltage Generation | 70 | Wind | [9 empty] | fme_feature_type | ASSETGROUP | ASSETTYPE | ASSETGROUPDESC | ASSETTYPEDESC | _UNFEATURECLASS | _domainNetworkName
Electric | ElectricDevice | 30 | Medium Voltage Generation | 283 | Generator | Electric | ElectricDevice | 30 | Medium Voltage Generation | 283 | Generator | [9 empty] | fme_feature_type | ASSETGROUP | ASSETTYPE | ASSETGROUPDESC | ASSETTYPEDESC | _UNFEATURECLASS | _domainNetworkName
Electric | ElectricDevice | 31 | Medium Voltage Line Monitor and Relay | 0 | Unknown | Electric | ElectricDevice | 31 | Medium Voltage Line Monitor and Relay | 0 | Unknown | MiscNetworkFeature | [8 empty] | fme_feature_type | ASSETGROUP | ASSETTYPE | ASSETGROUPDESC | ASSETTYPEDESC | _UNFEATURECLASS | _domainNetworkName
Electric | ElectricDevice | 31 | Medium Voltage Line Monitor and Relay | 601 | Fault Indicator | Electric | ElectricDevice | 31 | Medium Voltage Line Monitor and Relay | 601 | MV Fault Indicator | MiscNetworkFeature | SUBTYPECD | 2 | [6 empty] | fme_feature_type | ASSETGROUP | ASSETTYPE | ASSETGROUPDESC | ASSETTYPEDESC | _UNFEATURECLASS | _domainNetworkName
Electric | ElectricDevice | 31 | Medium Voltage Line Monitor and Relay | 601 | Fault Indicator | Electric | ElectricDevice | 31 | Medium Voltage Line Monitor and Relay | 601 | MV Fault Indicator | [9 empty] | fme_feature_type | ASSETGROUP | ASSETTYPE | ASSETGROUPDESC | ASSETTYPEDESC | _UNFEATURECLASS | _domainNetworkName
Electric | ElectricDevice | 31 | Medium Voltage Line Monitor and Relay | 602 | Instrument Transformer | Electric | ElectricDevice | 31 | Medium Voltage Line Monitor and Relay | 602 | MV Instrument Transformer | [9 empty] | fme_feature_type | ASSETGROUP | ASSETTYPE | ASSETGROUPDESC | ASSETTYPEDESC | _UNFEATURECLASS | _domainNetworkName
Electric | ElectricDevice | 31 | Medium Voltage Line Monitor and Relay | 603 | Programmable Logic Unit | Electric | ElectricDevice | 31 | Medium Voltage Line Monitor and Relay | 603 | Programmable Logic Unit | [9 empty] | fme_feature_type | ASSETGROUP | ASSETTYPE | ASSETGROUPDESC | ASSETTYPEDESC | _UNFEATURECLASS | _domainNetworkName
Electric | ElectricDevice | 31 | Medium Voltage Line Monitor and Relay | 604 | Remote Terminal Unit | Electric | ElectricDevice | 31 | Medium Voltage Line Monitor and Relay | 604 | Remote Terminal Unit | MiscNetworkFeature | SUBTYPECD | 7 | [6 empty] | fme_feature_type | ASSETGROUP | ASSETTYPE | ASSETGROUPDESC | ASSETTYPEDESC | _UNFEATURECLASS | _domainNetworkName
Electric | ElectricDevice | 31 | Medium Voltage Line Monitor and Relay | 605 | SCADA Load Monitor | Electric | ElectricDevice | 31 | Medium Voltage Line Monitor and Relay | 605 | SCADA Load Monitor | [9 empty] | fme_feature_type | ASSETGROUP | ASSETTYPE | ASSETGROUPDESC | ASSETTYPEDESC | _UNFEATURECLASS | _domainNetworkName
Electric | ElectricDevice | 31 | Medium Voltage Line Monitor and Relay | 606 | SCADA Weather Station | Electric | ElectricDevice | 31 | Medium Voltage Line Monitor and Relay | 606 | SCADA Weather Station | [9 empty] | fme_feature_type | ASSETGROUP | ASSETTYPE | ASSETGROUPDESC | ASSETTYPEDESC | _UNFEATURECLASS | _domainNetworkName
Electric | ElectricDevice | 31 | Medium Voltage Line Monitor and Relay | 607 | Relay | Electric | ElectricDevice | 31 | Medium Voltage Line Monitor and Relay | 607 | MV Relay | [9 empty] | fme_feature_type | ASSETGROUP | ASSETTYPE | ASSETGROUPDESC | ASSETTYPEDESC | _UNFEATURECLASS | _domainNetworkName
Electric | ElectricDevice | 32 | Medium Voltage Motor and Pump | 0 | Unknown | Electric | ElectricDevice | 32 | Medium Voltage Motor and Pump | 0 | Unknown | [9 empty] | fme_feature_type | ASSETGROUP | ASSETTYPE | ASSETGROUPDESC | ASSETTYPEDESC | _UNFEATURECLASS | _domainNetworkName
Electric | ElectricDevice | 32 | Medium Voltage Motor and Pump | 621 | Single Phase Motor | Electric | ElectricDevice | 32 | Medium Voltage Motor and Pump | 621 | Single Phase Motor | [9 empty] | fme_feature_type | ASSETGROUP | ASSETTYPE | ASSETGROUPDESC | ASSETTYPEDESC | _UNFEATURECLASS | _domainNetworkName
Electric | ElectricDevice | 32 | Medium Voltage Motor and Pump | 622 | Single Phase Pump | Electric | ElectricDevice | 32 | Medium Voltage Motor and Pump | 622 | Single Phase Pump | [9 empty] | fme_feature_type | ASSETGROUP | ASSETTYPE | ASSETGROUPDESC | ASSETTYPEDESC | _UNFEATURECLASS | _domainNetworkName
Electric | ElectricDevice | 32 | Medium Voltage Motor and Pump | 623 | Three Phase Motor | Electric | ElectricDevice | 32 | Medium Voltage Motor and Pump | 623 | Three Phase Motor | [9 empty] | fme_feature_type | ASSETGROUP | ASSETTYPE | ASSETGROUPDESC | ASSETTYPEDESC | _UNFEATURECLASS | _domainNetworkName
Electric | ElectricDevice | 32 | Medium Voltage Motor and Pump | 624 | Three Phase Pump | Electric | ElectricDevice | 32 | Medium Voltage Motor and Pump | 624 | Three Phase Pump | [9 empty] | fme_feature_type | ASSETGROUP | ASSETTYPE | ASSETGROUPDESC | ASSETTYPEDESC | _UNFEATURECLASS | _domainNetworkName
Electric | ElectricDevice | 33 | Medium Voltage Power Conversion | 0 | Unknown | Electric | ElectricDevice | 33 | Medium Voltage Power Conversion | 0 | Unknown | [9 empty] | fme_feature_type | ASSETGROUP | ASSETTYPE | ASSETGROUPDESC | ASSETTYPEDESC | _UNFEATURECLASS | _domainNetworkName
Electric | ElectricDevice | 33 | Medium Voltage Power Conversion | 412 | Wave Trap | Electric | ElectricDevice | 33 | Medium Voltage Power Conversion | 412 | Wave Trap | [9 empty] | fme_feature_type | ASSETGROUP | ASSETTYPE | ASSETGROUPDESC | ASSETTYPEDESC | _UNFEATURECLASS | _domainNetworkName
Electric | ElectricDevice | 33 | Medium Voltage Power Conversion | 641 | Single Phase Inverter | Electric | ElectricDevice | 33 | Medium Voltage Power Conversion | 641 | Single Phase Inverter | [9 empty] | fme_feature_type | ASSETGROUP | ASSETTYPE | ASSETGROUPDESC | ASSETTYPEDESC | _UNFEATURECLASS | _domainNetworkName
Electric | ElectricDevice | 33 | Medium Voltage Power Conversion | 642 | Single Phase Rectifier | Electric | ElectricDevice | 33 | Medium Voltage Power Conversion | 642 | Single Phase Rectifier | [9 empty] | fme_feature_type | ASSETGROUP | ASSETTYPE | ASSETGROUPDESC | ASSETTYPEDESC | _UNFEATURECLASS | _domainNetworkName
Electric | ElectricDevice | 33 | Medium Voltage Power Conversion | 643 | Three Phase Inverter | Electric | ElectricDevice | 33 | Medium Voltage Power Conversion | 643 | Three Phase Inverter | [9 empty] | fme_feature_type | ASSETGROUP | ASSETTYPE | ASSETGROUPDESC | ASSETTYPEDESC | _UNFEATURECLASS | _domainNetworkName
Electric | ElectricDevice | 33 | Medium Voltage Power Conversion | 644 | Three Phase Rectifier | Electric | ElectricDevice | 33 | Medium Voltage Power Conversion | 644 | Three Phase Rectifier | [9 empty] | fme_feature_type | ASSETGROUP | ASSETTYPE | ASSETGROUPDESC | ASSETTYPEDESC | _UNFEATURECLASS | _domainNetworkName
Electric | ElectricDevice | 34 | Medium Voltage Power Factor Correcting | 0 | Unknown | Electric | ElectricDevice | 34 | Medium Voltage Power Factor Correcting | 0 | Unknown | CapacitorUnit | [8 empty] | fme_feature_type | ASSETGROUP | ASSETTYPE | ASSETGROUPDESC | ASSETTYPEDESC | _UNFEATURECLASS | _domainNetworkName
Electric | ElectricDevice | 34 | Medium Voltage Power Factor Correcting | 401 | Mobile Harmonic Filter | Electric | ElectricDevice | 34 | Medium Voltage Power Factor Correcting | 401 | Mobile Harmonic Filter | [9 empty] | fme_feature_type | ASSETGROUP | ASSETTYPE | ASSETGROUPDESC | ASSETTYPEDESC | _UNFEATURECLASS | _domainNetworkName
Electric | ElectricDevice | 34 | Medium Voltage Power Factor Correcting | 402 | Mobile Reactor | Electric | ElectricDevice | 34 | Medium Voltage Power Factor Correcting | 402 | Mobile Reactor | [9 empty] | fme_feature_type | ASSETGROUP | ASSETTYPE | ASSETGROUPDESC | ASSETTYPEDESC | _UNFEATURECLASS | _domainNetworkName
Electric | ElectricDevice | 34 | Medium Voltage Power Factor Correcting | 407 | Pad Mounted Harmonic Filter | Electric | ElectricDevice | 34 | Medium Voltage Power Factor Correcting | 407 | Pad Mounted Harmonic Filter | [9 empty] | fme_feature_type | ASSETGROUP | ASSETTYPE | ASSETGROUPDESC | ASSETTYPEDESC | _UNFEATURECLASS | _domainNetworkName
Electric | ElectricDevice | 34 | Medium Voltage Power Factor Correcting | 408 | Pad Mounted Reactor | Electric | ElectricDevice | 34 | Medium Voltage Power Factor Correcting | 408 | Pad Mounted Reactor | [9 empty] | fme_feature_type | ASSETGROUP | ASSETTYPE | ASSETGROUPDESC | ASSETTYPEDESC | _UNFEATURECLASS | _domainNetworkName
Electric | ElectricDevice | 34 | Medium Voltage Power Factor Correcting | 409 | Station Capacitor | Electric | ElectricDevice | 34 | Medium Voltage Power Factor Correcting | 409 | Station Capacitor | [9 empty] | fme_feature_type | ASSETGROUP | ASSETTYPE | ASSETGROUPDESC | ASSETTYPEDESC | _UNFEATURECLASS | _domainNetworkName
Electric | ElectricDevice | 34 | Medium Voltage Power Factor Correcting | 410 | Station Harmonic Filter | Electric | ElectricDevice | 34 | Medium Voltage Power Factor Correcting | 410 | Station Harmonic Filter | [9 empty] | fme_feature_type | ASSETGROUP | ASSETTYPE | ASSETGROUPDESC | ASSETTYPEDESC | _UNFEATURECLASS | _domainNetworkName
Electric | ElectricDevice | 34 | Medium Voltage Power Factor Correcting | 411 | Station Reactor | Electric | ElectricDevice | 34 | Medium Voltage Power Factor Correcting | 411 | Station Reactor | [9 empty] | fme_feature_type | ASSETGROUP | ASSETTYPE | ASSETGROUPDESC | ASSETTYPEDESC | _UNFEATURECLASS | _domainNetworkName
Electric | ElectricDevice | 34 | Medium Voltage Power Factor Correcting | 661 | Mobile Capacitor | Electric | ElectricDevice | 34 | Medium Voltage Power Factor Correcting | 661 | Mobile Capacitor | [9 empty] | fme_feature_type | ASSETGROUP | ASSETTYPE | ASSETGROUPDESC | ASSETTYPEDESC | _UNFEATURECLASS | _domainNetworkName
Electric | ElectricDevice | 34 | Medium Voltage Power Factor Correcting | 664 | Overhead Single Phase Capacitor | Electric | ElectricDevice | 34 | Medium Voltage Power Factor Correcting | 664 | Overhead Single Phase Capacitor | CapacitorUnit | _AGDevice_SUBTYPECD | 1 | _AGDevice_PHASEDESIGNATION | 1 | _AGDevice_CONSTRUCTIONTYPE | Overhead |  |  | fme_feature_type | ASSETGROUP | ASSETTYPE | ASSETGROUPDESC | ASSETTYPEDESC | _UNFEATURECLASS | _domainNetworkName
Electric | ElectricDevice | 34 | Medium Voltage Power Factor Correcting | 664 | Overhead Single Phase Capacitor | Electric | ElectricDevice | 34 | Medium Voltage Power Factor Correcting | 664 | Overhead Single Phase Capacitor | CapacitorUnit | _AGDevice_SUBTYPECD | 1 | _AGDevice_PHASEDESIGNATION | 2 | _AGDevice_CONSTRUCTIONTYPE | Overhead |  |  | fme_feature_type | ASSETGROUP | ASSETTYPE | ASSETGROUPDESC | ASSETTYPEDESC | _UNFEATURECLASS | _domainNetworkName
Electric | ElectricDevice | 34 | Medium Voltage Power Factor Correcting | 664 | Overhead Single Phase Capacitor | Electric | ElectricDevice | 34 | Medium Voltage Power Factor Correcting | 664 | Overhead Single Phase Capacitor | CapacitorUnit | _AGDevice_SUBTYPECD | 1 | _AGDevice_PHASEDESIGNATION | 4 | _AGDevice_CONSTRUCTIONTYPE | Overhead |  |  | fme_feature_type | ASSETGROUP | ASSETTYPE | ASSETGROUPDESC | ASSETTYPEDESC | _UNFEATURECLASS | _domainNetworkName
Electric | ElectricDevice | 34 | Medium Voltage Power Factor Correcting | 664 | Overhead Single Phase Capacitor | Electric | ElectricDevice | 34 | Medium Voltage Power Factor Correcting | 664 | Overhead Single Phase Capacitor | CapacitorUnit | _AGDevice_SUBTYPECD | 1 | _AGDevice_PHASEDESIGNATION | 7 | _AGDevice_CONSTRUCTIONTYPE | Overhead |  |  | fme_feature_type | ASSETGROUP | ASSETTYPE | ASSETGROUPDESC | ASSETTYPEDESC | _UNFEATURECLASS | _domainNetworkName
Electric | ElectricDevice | 34 | Medium Voltage Power Factor Correcting | 664 | Overhead Single Phase Capacitor | Electric | ElectricDevice | 34 | Medium Voltage Power Factor Correcting | 664 | Overhead Single Phase Capacitor | CapacitorUnit | _AGDevice_SUBTYPECD | 3 | _AGDevice_PHASEDESIGNATION | 1 | _AGDevice_CONSTRUCTIONTYPE | Overhead |  |  | fme_feature_type | ASSETGROUP | ASSETTYPE | ASSETGROUPDESC | ASSETTYPEDESC | _UNFEATURECLASS | _domainNetworkName
Electric | ElectricDevice | 34 | Medium Voltage Power Factor Correcting | 664 | Overhead Single Phase Capacitor | Electric | ElectricDevice | 34 | Medium Voltage Power Factor Correcting | 664 | Overhead Single Phase Capacitor | CapacitorUnit | _AGDevice_SUBTYPECD | 3 | _AGDevice_PHASEDESIGNATION | 2 | _AGDevice_CONSTRUCTIONTYPE | Overhead |  |  | fme_feature_type | ASSETGROUP | ASSETTYPE | ASSETGROUPDESC | ASSETTYPEDESC | _UNFEATURECLASS | _domainNetworkName
Electric | ElectricDevice | 34 | Medium Voltage Power Factor Correcting | 664 | Overhead Single Phase Capacitor | Electric | ElectricDevice | 34 | Medium Voltage Power Factor Correcting | 664 | Overhead Single Phase Capacitor | CapacitorUnit | _AGDevice_SUBTYPECD | 3 | _AGDevice_PHASEDESIGNATION | 4 | _AGDevice_CONSTRUCTIONTYPE | Overhead |  |  | fme_feature_type | ASSETGROUP | ASSETTYPE | ASSETGROUPDESC | ASSETTYPEDESC | _UNFEATURECLASS | _domainNetworkName
Electric | ElectricDevice | 34 | Medium Voltage Power Factor Correcting | 664 | Overhead Single Phase Capacitor | Electric | ElectricDevice | 34 | Medium Voltage Power Factor Correcting | 664 | Overhead Single Phase Capacitor | CapacitorUnit | _AGDevice_SUBTYPECD | 3 | _AGDevice_PHASEDESIGNATION | 7 | _AGDevice_CONSTRUCTIONTYPE | Overhead |  |  | fme_feature_type | ASSETGROUP | ASSETTYPE | ASSETGROUPDESC | ASSETTYPEDESC | _UNFEATURECLASS | _domainNetworkName
Electric | ElectricDevice | 34 | Medium Voltage Power Factor Correcting | 665 | Overhead Three Phase Capacitor | Electric | ElectricDevice | 34 | Medium Voltage Power Factor Correcting | 665 | Overhead Three Phase Capacitor | CapacitorUnit | _AGDevice_SUBTYPECD | 1 | _AGDevice_PHASEDESIGNATION | 7 | PHASEDESIGNATION | 7 | _AGDevice_CONSTRUCTIONTYPE | Overhead | fme_feature_type | ASSETGROUP | ASSETTYPE | ASSETGROUPDESC | ASSETTYPEDESC | _UNFEATURECLASS | _domainNetworkName
Electric | ElectricDevice | 34 | Medium Voltage Power Factor Correcting | 666 | Overhead Harmonic Filter | Electric | ElectricDevice | 34 | Medium Voltage Power Factor Correcting | 666 | Overhead Harmonic Filter | [9 empty] | fme_feature_type | ASSETGROUP | ASSETTYPE | ASSETGROUPDESC | ASSETTYPEDESC | _UNFEATURECLASS | _domainNetworkName
Electric | ElectricDevice | 34 | Medium Voltage Power Factor Correcting | 667 | Overhead Reactor | Electric | ElectricDevice | 34 | Medium Voltage Power Factor Correcting | 667 | Overhead Reactor | [9 empty] | fme_feature_type | ASSETGROUP | ASSETTYPE | ASSETGROUPDESC | ASSETTYPEDESC | _UNFEATURECLASS | _domainNetworkName
Electric | ElectricDevice | 34 | Medium Voltage Power Factor Correcting | 668 | Pad Mounted Capacitor Single Phase | Electric | ElectricDevice | 34 | Medium Voltage Power Factor Correcting | 668 | Pad Mounted Capacitor Single Phase | CapacitorUnit | _AGDevice_SUBTYPECD | 2 | _AGDevice_PHASEDESIGNATION | 1 | _AGDevice_CONSTRUCTIONTYPE | Underground |  |  | fme_feature_type | ASSETGROUP | ASSETTYPE | ASSETGROUPDESC | ASSETTYPEDESC | _UNFEATURECLASS | _domainNetworkName
Electric | ElectricDevice | 34 | Medium Voltage Power Factor Correcting | 668 | Pad Mounted Capacitor Single Phase | Electric | ElectricDevice | 34 | Medium Voltage Power Factor Correcting | 668 | Pad Mounted Capacitor Single Phase | CapacitorUnit | _AGDevice_SUBTYPECD | 2 | _AGDevice_PHASEDESIGNATION | 2 | _AGDevice_CONSTRUCTIONTYPE | Underground |  |  | fme_feature_type | ASSETGROUP | ASSETTYPE | ASSETGROUPDESC | ASSETTYPEDESC | _UNFEATURECLASS | _domainNetworkName
Electric | ElectricDevice | 34 | Medium Voltage Power Factor Correcting | 668 | Pad Mounted Capacitor Single Phase | Electric | ElectricDevice | 34 | Medium Voltage Power Factor Correcting | 668 | Pad Mounted Capacitor Single Phase | CapacitorUnit | _AGDevice_SUBTYPECD | 2 | _AGDevice_PHASEDESIGNATION | 4 | _AGDevice_CONSTRUCTIONTYPE | Underground |  |  | fme_feature_type | ASSETGROUP | ASSETTYPE | ASSETGROUPDESC | ASSETTYPEDESC | _UNFEATURECLASS | _domainNetworkName
Electric | ElectricDevice | 34 | Medium Voltage Power Factor Correcting | 668 | Pad Mounted Capacitor Single Phase | Electric | ElectricDevice | 34 | Medium Voltage Power Factor Correcting | 668 | Pad Mounted Capacitor Single Phase | CapacitorUnit | _AGDevice_SUBTYPECD | 2 | _AGDevice_PHASEDESIGNATION | 7 | _AGDevice_CONSTRUCTIONTYPE | Underground |  |  | fme_feature_type | ASSETGROUP | ASSETTYPE | ASSETGROUPDESC | ASSETTYPEDESC | _UNFEATURECLASS | _domainNetworkName
Electric | ElectricDevice | 34 | Medium Voltage Power Factor Correcting | 669 | Pad Mounted Capacitor Three Phase | Electric | ElectricDevice | 34 | Medium Voltage Power Factor Correcting | 669 | Pad Mounted Capacitor Three Phase | CapacitorUnit | _AGDevice_SUBTYPECD | 2 | _AGDevice_PHASEDESIGNATION | 7 | PHASEDESIGNATION | 7 | _AGDevice_CONSTRUCTIONTYPE | Underground | fme_feature_type | ASSETGROUP | ASSETTYPE | ASSETGROUPDESC | ASSETTYPEDESC | _UNFEATURECLASS | _domainNetworkName
Electric | ElectricDevice | 35 | Medium Voltage Regulator | 0 | Unknown | Electric | ElectricDevice | 35 | Medium Voltage Regulator | 0 | Unknown | [9 empty] | fme_feature_type | ASSETGROUP | ASSETTYPE | ASSETGROUPDESC | ASSETTYPEDESC | _UNFEATURECLASS | _domainNetworkName
Electric | ElectricDevice | 35 | Medium Voltage Regulator | 681 | Overhead Single Phase VR | Electric | ElectricDevice | 35 | Medium Voltage Regulator | 681 | Overhead Single Phase VR | [9 empty] | fme_feature_type | ASSETGROUP | ASSETTYPE | ASSETGROUPDESC | ASSETTYPEDESC | _UNFEATURECLASS | _domainNetworkName
Electric | ElectricDevice | 35 | Medium Voltage Regulator | 683 | Overhead Three Phase VR | Electric | ElectricDevice | 35 | Medium Voltage Regulator | 683 | Overhead Three Phase VR | [9 empty] | fme_feature_type | ASSETGROUP | ASSETTYPE | ASSETGROUPDESC | ASSETTYPEDESC | _UNFEATURECLASS | _domainNetworkName
Electric | ElectricDevice | 35 | Medium Voltage Regulator | 685 | Pad Mounted Single Phase VR | Electric | ElectricDevice | 35 | Medium Voltage Regulator | 685 | Pad Mounted Single Phase VR | [9 empty] | fme_feature_type | ASSETGROUP | ASSETTYPE | ASSETGROUPDESC | ASSETTYPEDESC | _UNFEATURECLASS | _domainNetworkName
Electric | ElectricDevice | 35 | Medium Voltage Regulator | 687 | Pad Mounted Three Phase VR | Electric | ElectricDevice | 35 | Medium Voltage Regulator | 687 | Pad Mounted Three Phase VR | [9 empty] | fme_feature_type | ASSETGROUP | ASSETTYPE | ASSETGROUPDESC | ASSETTYPEDESC | _UNFEATURECLASS | _domainNetworkName
Electric | ElectricDevice | 36 | Medium Voltage Service | 0 | Unknown | Electric | ElectricDevice | 36 | Medium Voltage Service | 0 | Unknown | [9 empty] | fme_feature_type | ASSETGROUP | ASSETTYPE | ASSETGROUPDESC | ASSETTYPEDESC | _UNFEATURECLASS | _domainNetworkName
Electric | ElectricDevice | 36 | Medium Voltage Service | 701 | Primary Meter - Industrial Customer | Electric | ElectricDevice | 36 | Medium Voltage Service | 701 | Primary Meter - Industrial Customer | [9 empty] | fme_feature_type | ASSETGROUP | ASSETTYPE | ASSETGROUPDESC | ASSETTYPEDESC | _UNFEATURECLASS | _domainNetworkName
Electric | ElectricDevice | 36 | Medium Voltage Service | 702 | Primary Meter - Utility Customer | Electric | ElectricDevice | 36 | Medium Voltage Service | 702 | Primary Meter - Utility Customer | [9 empty] | fme_feature_type | ASSETGROUP | ASSETTYPE | ASSETGROUPDESC | ASSETTYPEDESC | _UNFEATURECLASS | _domainNetworkName
Electric | ElectricDevice | 36 | Medium Voltage Service | 703 | Primary Meter Circuit Source | Electric | ElectricDevice | 36 | Medium Voltage Service | 703 | Primary Meter Circuit Source | [9 empty] | fme_feature_type | ASSETGROUP | ASSETTYPE | ASSETGROUPDESC | ASSETTYPEDESC | _UNFEATURECLASS | _domainNetworkName
Electric | ElectricDevice | 37 | Medium Voltage Switch | 0 | Unknown | Electric | ElectricDevice | 37 | Medium Voltage Switch | 0 | Unknown | SwitchUnit | [8 empty] | fme_feature_type | ASSETGROUP | ASSETTYPE | ASSETGROUPDESC | ASSETTYPEDESC | _UNFEATURECLASS | _domainNetworkName
Electric | ElectricDevice | 37 | Medium Voltage Switch | 0 | Unknown | Electric | ElectricDevice | 37 | Medium Voltage Switch | 0 | Unknown | RecloserUnit | [8 empty] | fme_feature_type | ASSETGROUP | ASSETTYPE | ASSETGROUPDESC | ASSETTYPEDESC | _UNFEATURECLASS | _domainNetworkName
Electric | ElectricDevice | 37 | Medium Voltage Switch | 0 | Unknown | Electric | ElectricDevice | 37 | Medium Voltage Switch | 0 | Unknown | SectionalizerUnit | [8 empty] | fme_feature_type | ASSETGROUP | ASSETTYPE | ASSETGROUPDESC | ASSETTYPEDESC | _UNFEATURECLASS | _domainNetworkName
Electric | ElectricDevice | 37 | Medium Voltage Switch | 721 | Cabinet Bypass | Electric | ElectricDevice | 37 | Medium Voltage Switch | 721 | Cabinet Bypass | [9 empty] | fme_feature_type | ASSETGROUP | ASSETTYPE | ASSETGROUPDESC | ASSETTYPEDESC | _UNFEATURECLASS | _domainNetworkName
Electric | ElectricDevice | 37 | Medium Voltage Switch | 722 | Cabinet Switch | Electric | ElectricDevice | 37 | Medium Voltage Switch | 722 | Cabinet Switch | [9 empty] | fme_feature_type | ASSETGROUP | ASSETTYPE | ASSETGROUPDESC | ASSETTYPEDESC | _UNFEATURECLASS | _domainNetworkName
Electric | ElectricDevice | 37 | Medium Voltage Switch | 723 | Cabinet Switch - Grounded | Electric | ElectricDevice | 37 | Medium Voltage Switch | 723 | Cabinet Switch - Grounded | [9 empty] | fme_feature_type | ASSETGROUP | ASSETTYPE | ASSETGROUPDESC | ASSETTYPEDESC | _UNFEATURECLASS | _domainNetworkName
Electric | ElectricDevice | 37 | Medium Voltage Switch | 724 | Overhead Bypass | Electric | ElectricDevice | 37 | Medium Voltage Switch | 724 | Overhead Bypass | [9 empty] | fme_feature_type | ASSETGROUP | ASSETTYPE | ASSETGROUPDESC | ASSETTYPEDESC | _UNFEATURECLASS | _domainNetworkName
Electric | ElectricDevice | 37 | Medium Voltage Switch | 725 | Overhead Grounding Switch | Electric | ElectricDevice | 37 | Medium Voltage Switch | 725 | Overhead Grounding Switch | [9 empty] | fme_feature_type | ASSETGROUP | ASSETTYPE | ASSETGROUPDESC | ASSETTYPEDESC | _UNFEATURECLASS | _domainNetworkName
Electric | ElectricDevice | 37 | Medium Voltage Switch | 726 | Overhead Jumper | Electric | ElectricDevice | 37 | Medium Voltage Switch | 726 | Overhead Jumper | [9 empty] | fme_feature_type | ASSETGROUP | ASSETTYPE | ASSETGROUPDESC | ASSETTYPEDESC | _UNFEATURECLASS | _domainNetworkName
Electric | ElectricDevice | 37 | Medium Voltage Switch | 728 | Overhead Single Phase Disconnect | Electric | ElectricDevice | 37 | Medium Voltage Switch | 728 | Overhead Single Phase Disconnect | SwitchUnit | _AGDevice_SUBTYPECD | 1 | _AGDevice_PHASEDESIGNATION | 1 |  |  |  |  | fme_feature_type | ASSETGROUP | ASSETTYPE | ASSETGROUPDESC | ASSETTYPEDESC | _UNFEATURECLASS | _domainNetworkName
Electric | ElectricDevice | 37 | Medium Voltage Switch | 728 | Overhead Single Phase Disconnect | Electric | ElectricDevice | 37 | Medium Voltage Switch | 728 | Overhead Single Phase Disconnect | SwitchUnit | _AGDevice_SUBTYPECD | 1 | _AGDevice_PHASEDESIGNATION | 2 |  |  |  |  | fme_feature_type | ASSETGROUP | ASSETTYPE | ASSETGROUPDESC | ASSETTYPEDESC | _UNFEATURECLASS | _domainNetworkName
Electric | ElectricDevice | 37 | Medium Voltage Switch | 728 | Overhead Single Phase Disconnect | Electric | ElectricDevice | 37 | Medium Voltage Switch | 728 | Overhead Single Phase Disconnect | SwitchUnit | _AGDevice_SUBTYPECD | 1 | _AGDevice_PHASEDESIGNATION | 4 |  |  |  |  | fme_feature_type | ASSETGROUP | ASSETTYPE | ASSETGROUPDESC | ASSETTYPEDESC | _UNFEATURECLASS | _domainNetworkName
Electric | ElectricDevice | 37 | Medium Voltage Switch | 728 | Overhead Single Phase Disconnect | Electric | ElectricDevice | 37 | Medium Voltage Switch | 728 | Overhead Single Phase Disconnect | SwitchUnit | _AGDevice_SUBTYPECD | 1 | _AGDevice_PHASEDESIGNATION | 7 |  |  |  |  | fme_feature_type | ASSETGROUP | ASSETTYPE | ASSETGROUPDESC | ASSETTYPEDESC | _UNFEATURECLASS | _domainNetworkName
Electric | ElectricDevice | 37 | Medium Voltage Switch | 729 | Overhead Single Phase Load Break | Electric | ElectricDevice | 37 | Medium Voltage Switch | 729 | Overhead Single Phase Load Break | SwitchUnit | _AGDevice_SUBTYPECD | 2 | _AGDevice_PHASEDESIGNATION | 1 |  |  |  |  | fme_feature_type | ASSETGROUP | ASSETTYPE | ASSETGROUPDESC | ASSETTYPEDESC | _UNFEATURECLASS | _domainNetworkName
Electric | ElectricDevice | 37 | Medium Voltage Switch | 729 | Overhead Single Phase Load Break | Electric | ElectricDevice | 37 | Medium Voltage Switch | 729 | Overhead Single Phase Load Break | SwitchUnit | _AGDevice_SUBTYPECD | 2 | _AGDevice_PHASEDESIGNATION | 2 |  |  |  |  | fme_feature_type | ASSETGROUP | ASSETTYPE | ASSETGROUPDESC | ASSETTYPEDESC | _UNFEATURECLASS | _domainNetworkName
Electric | ElectricDevice | 37 | Medium Voltage Switch | 729 | Overhead Single Phase Load Break | Electric | ElectricDevice | 37 | Medium Voltage Switch | 729 | Overhead Single Phase Load Break | SwitchUnit | _AGDevice_SUBTYPECD | 2 | _AGDevice_PHASEDESIGNATION | 4 |  |  |  |  | fme_feature_type | ASSETGROUP | ASSETTYPE | ASSETGROUPDESC | ASSETTYPEDESC | _UNFEATURECLASS | _domainNetworkName
Electric | ElectricDevice | 37 | Medium Voltage Switch | 729 | Overhead Single Phase Load Break | Electric | ElectricDevice | 37 | Medium Voltage Switch | 729 | Overhead Single Phase Load Break | SwitchUnit | _AGDevice_SUBTYPECD | 2 | _AGDevice_PHASEDESIGNATION | 3 |  |  |  |  | fme_feature_type | ASSETGROUP | ASSETTYPE | ASSETGROUPDESC | ASSETTYPEDESC | _UNFEATURECLASS | _domainNetworkName
Electric | ElectricDevice | 37 | Medium Voltage Switch | 729 | Overhead Single Phase Load Break | Electric | ElectricDevice | 37 | Medium Voltage Switch | 729 | Overhead Single Phase Load Break | SwitchUnit | _AGDevice_SUBTYPECD | 2 | _AGDevice_PHASEDESIGNATION | 5 |  |  |  |  | fme_feature_type | ASSETGROUP | ASSETTYPE | ASSETGROUPDESC | ASSETTYPEDESC | _UNFEATURECLASS | _domainNetworkName
Electric | ElectricDevice | 37 | Medium Voltage Switch | 729 | Overhead Single Phase Load Break | Electric | ElectricDevice | 37 | Medium Voltage Switch | 729 | Overhead Single Phase Load Break | SwitchUnit | _AGDevice_SUBTYPECD | 2 | _AGDevice_PHASEDESIGNATION | 6 |  |  |  |  | fme_feature_type | ASSETGROUP | ASSETTYPE | ASSETGROUPDESC | ASSETTYPEDESC | _UNFEATURECLASS | _domainNetworkName
Electric | ElectricDevice | 37 | Medium Voltage Switch | 729 | Overhead Single Phase Load Break | Electric | ElectricDevice | 37 | Medium Voltage Switch | 729 | Overhead Single Phase Load Break | SwitchUnit | _AGDevice_SUBTYPECD | 2 | _AGDevice_PHASEDESIGNATION | 7 |  |  |  |  | fme_feature_type | ASSETGROUP | ASSETTYPE | ASSETGROUPDESC | ASSETTYPEDESC | _UNFEATURECLASS | _domainNetworkName
Electric | ElectricDevice | 37 | Medium Voltage Switch | 730 | Overhead Single Phase Recloser | Electric | ElectricDevice | 37 | Medium Voltage Switch | 730 | Overhead Single Phase Recloser | RecloserUnit | _AGDevice_SUBTYPECD | 1 | _AGDevice_PHASEDESIGNATION | 7 | _AGDevice_CONSTRUCTIONTYPE | Overhead |  |  | fme_feature_type | ASSETGROUP | ASSETTYPE | ASSETGROUPDESC | ASSETTYPEDESC | _UNFEATURECLASS | _domainNetworkName
Electric | ElectricDevice | 37 | Medium Voltage Switch | 730 | Overhead Single Phase Recloser | Electric | ElectricDevice | 37 | Medium Voltage Switch | 730 | Overhead Single Phase Recloser | RecloserUnit | _AGDevice_SUBTYPECD | 3 | _AGDevice_PHASEDESIGNATION | 1 | _AGDevice_CONSTRUCTIONTYPE | Overhead |  |  | fme_feature_type | ASSETGROUP | ASSETTYPE | ASSETGROUPDESC | ASSETTYPEDESC | _UNFEATURECLASS | _domainNetworkName
Electric | ElectricDevice | 37 | Medium Voltage Switch | 730 | Overhead Single Phase Recloser | Electric | ElectricDevice | 37 | Medium Voltage Switch | 730 | Overhead Single Phase Recloser | RecloserUnit | _AGDevice_SUBTYPECD | 3 | _AGDevice_PHASEDESIGNATION | 2 | _AGDevice_CONSTRUCTIONTYPE | Overhead |  |  | fme_feature_type | ASSETGROUP | ASSETTYPE | ASSETGROUPDESC | ASSETTYPEDESC | _UNFEATURECLASS | _domainNetworkName
Electric | ElectricDevice | 37 | Medium Voltage Switch | 730 | Overhead Single Phase Recloser | Electric | ElectricDevice | 37 | Medium Voltage Switch | 730 | Overhead Single Phase Recloser | RecloserUnit | _AGDevice_SUBTYPECD | 3 | _AGDevice_PHASEDESIGNATION | 4 | _AGDevice_CONSTRUCTIONTYPE | Overhead |  |  | fme_feature_type | ASSETGROUP | ASSETTYPE | ASSETGROUPDESC | ASSETTYPEDESC | _UNFEATURECLASS | _domainNetworkName
Electric | ElectricDevice | 37 | Medium Voltage Switch | 730 | Overhead Single Phase Recloser | Electric | ElectricDevice | 37 | Medium Voltage Switch | 730 | Overhead Single Phase Recloser | RecloserUnit | _AGDevice_SUBTYPECD | 3 | _AGDevice_PHASEDESIGNATION | 7 | _AGDevice_CONSTRUCTIONTYPE | Overhead |  |  | fme_feature_type | ASSETGROUP | ASSETTYPE | ASSETGROUPDESC | ASSETTYPEDESC | _UNFEATURECLASS | _domainNetworkName
Electric | ElectricDevice | 37 | Medium Voltage Switch | 730 | Overhead Single Phase Recloser | Electric | ElectricDevice | 37 | Medium Voltage Switch | 730 | Overhead Single Phase Recloser | RecloserUnit | _AGDevice_SUBTYPECD | 4 | _AGDevice_PHASEDESIGNATION | 1 | _AGDevice_CONSTRUCTIONTYPE | Overhead |  |  | fme_feature_type | ASSETGROUP | ASSETTYPE | ASSETGROUPDESC | ASSETTYPEDESC | _UNFEATURECLASS | _domainNetworkName
Electric | ElectricDevice | 37 | Medium Voltage Switch | 730 | Overhead Single Phase Recloser | Electric | ElectricDevice | 37 | Medium Voltage Switch | 730 | Overhead Single Phase Recloser | RecloserUnit | _AGDevice_SUBTYPECD | 4 | _AGDevice_PHASEDESIGNATION | 2 | _AGDevice_CONSTRUCTIONTYPE | Overhead |  |  | fme_feature_type | ASSETGROUP | ASSETTYPE | ASSETGROUPDESC | ASSETTYPEDESC | _UNFEATURECLASS | _domainNetworkName
Electric | ElectricDevice | 37 | Medium Voltage Switch | 730 | Overhead Single Phase Recloser | Electric | ElectricDevice | 37 | Medium Voltage Switch | 730 | Overhead Single Phase Recloser | RecloserUnit | _AGDevice_SUBTYPECD | 4 | _AGDevice_PHASEDESIGNATION | 4 | _AGDevice_CONSTRUCTIONTYPE | Overhead |  |  | fme_feature_type | ASSETGROUP | ASSETTYPE | ASSETGROUPDESC | ASSETTYPEDESC | _UNFEATURECLASS | _domainNetworkName
Electric | ElectricDevice | 37 | Medium Voltage Switch | 730 | Overhead Single Phase Recloser | Electric | ElectricDevice | 37 | Medium Voltage Switch | 730 | Overhead Single Phase Recloser | RecloserUnit | _AGDevice_SUBTYPECD | 4 | _AGDevice_PHASEDESIGNATION | 7 | _AGDevice_CONSTRUCTIONTYPE | Overhead |  |  | fme_feature_type | ASSETGROUP | ASSETTYPE | ASSETGROUPDESC | ASSETTYPEDESC | _UNFEATURECLASS | _domainNetworkName
Electric | ElectricDevice | 37 | Medium Voltage Switch | 730 | Overhead Single Phase Recloser | Electric | ElectricDevice | 37 | Medium Voltage Switch | 730 | Overhead Single Phase Recloser | RecloserUnit | _AGDevice_SUBTYPECD | 5 | _AGDevice_PHASEDESIGNATION | 1 | _AGDevice_CONSTRUCTIONTYPE | Overhead |  |  | fme_feature_type | ASSETGROUP | ASSETTYPE | ASSETGROUPDESC | ASSETTYPEDESC | _UNFEATURECLASS | _domainNetworkName
Electric | ElectricDevice | 37 | Medium Voltage Switch | 730 | Overhead Single Phase Recloser | Electric | ElectricDevice | 37 | Medium Voltage Switch | 730 | Overhead Single Phase Recloser | RecloserUnit | _AGDevice_SUBTYPECD | 5 | _AGDevice_PHASEDESIGNATION | 2 | _AGDevice_CONSTRUCTIONTYPE | Overhead |  |  | fme_feature_type | ASSETGROUP | ASSETTYPE | ASSETGROUPDESC | ASSETTYPEDESC | _UNFEATURECLASS | _domainNetworkName
Electric | ElectricDevice | 37 | Medium Voltage Switch | 730 | Overhead Single Phase Recloser | Electric | ElectricDevice | 37 | Medium Voltage Switch | 730 | Overhead Single Phase Recloser | RecloserUnit | _AGDevice_SUBTYPECD | 5 | _AGDevice_PHASEDESIGNATION | 4 | _AGDevice_CONSTRUCTIONTYPE | Overhead |  |  | fme_feature_type | ASSETGROUP | ASSETTYPE | ASSETGROUPDESC | ASSETTYPEDESC | _UNFEATURECLASS | _domainNetworkName
Electric | ElectricDevice | 37 | Medium Voltage Switch | 730 | Overhead Single Phase Recloser | Electric | ElectricDevice | 37 | Medium Voltage Switch | 730 | Overhead Single Phase Recloser | RecloserUnit | _AGDevice_SUBTYPECD | 5 | _AGDevice_PHASEDESIGNATION | 7 | _AGDevice_CONSTRUCTIONTYPE | Overhead |  |  | fme_feature_type | ASSETGROUP | ASSETTYPE | ASSETGROUPDESC | ASSETTYPEDESC | _UNFEATURECLASS | _domainNetworkName
Electric | ElectricDevice | 37 | Medium Voltage Switch | 730 | Overhead Single Phase Recloser | Electric | ElectricDevice | 37 | Medium Voltage Switch | 730 | Overhead Single Phase Recloser | RecloserUnit | _AGDevice_SUBTYPECD | 6 | _AGDevice_PHASEDESIGNATION | 1 | _AGDevice_CONSTRUCTIONTYPE | Overhead |  |  | fme_feature_type | ASSETGROUP | ASSETTYPE | ASSETGROUPDESC | ASSETTYPEDESC | _UNFEATURECLASS | _domainNetworkName
Electric | ElectricDevice | 37 | Medium Voltage Switch | 730 | Overhead Single Phase Recloser | Electric | ElectricDevice | 37 | Medium Voltage Switch | 730 | Overhead Single Phase Recloser | RecloserUnit | _AGDevice_SUBTYPECD | 6 | _AGDevice_PHASEDESIGNATION | 2 | _AGDevice_CONSTRUCTIONTYPE | Overhead |  |  | fme_feature_type | ASSETGROUP | ASSETTYPE | ASSETGROUPDESC | ASSETTYPEDESC | _UNFEATURECLASS | _domainNetworkName
Electric | ElectricDevice | 37 | Medium Voltage Switch | 730 | Overhead Single Phase Recloser | Electric | ElectricDevice | 37 | Medium Voltage Switch | 730 | Overhead Single Phase Recloser | RecloserUnit | _AGDevice_SUBTYPECD | 6 | _AGDevice_PHASEDESIGNATION | 4 | _AGDevice_CONSTRUCTIONTYPE | Overhead |  |  | fme_feature_type | ASSETGROUP | ASSETTYPE | ASSETGROUPDESC | ASSETTYPEDESC | _UNFEATURECLASS | _domainNetworkName
Electric | ElectricDevice | 37 | Medium Voltage Switch | 730 | Overhead Single Phase Recloser | Electric | ElectricDevice | 37 | Medium Voltage Switch | 730 | Overhead Single Phase Recloser | RecloserUnit | _AGDevice_SUBTYPECD | 6 | _AGDevice_PHASEDESIGNATION | 7 | _AGDevice_CONSTRUCTIONTYPE | Overhead |  |  | fme_feature_type | ASSETGROUP | ASSETTYPE | ASSETGROUPDESC | ASSETTYPEDESC | _UNFEATURECLASS | _domainNetworkName
Electric | ElectricDevice | 37 | Medium Voltage Switch | 730 | Overhead Single Phase Recloser | Electric | ElectricDevice | 37 | Medium Voltage Switch | 730 | Overhead Single Phase Recloser | RecloserUnit | _AGDevice_SUBTYPECD | 3 | _AGDevice_PHASEDESIGNATION | 3 | _AGDevice_CONSTRUCTIONTYPE | Overhead |  |  | fme_feature_type | ASSETGROUP | ASSETTYPE | ASSETGROUPDESC | ASSETTYPEDESC | _UNFEATURECLASS | _domainNetworkName
Electric | ElectricDevice | 37 | Medium Voltage Switch | 730 | Overhead Single Phase Recloser | Electric | ElectricDevice | 37 | Medium Voltage Switch | 730 | Overhead Single Phase Recloser | RecloserUnit | _AGDevice_SUBTYPECD | 3 | _AGDevice_PHASEDESIGNATION | 5 | _AGDevice_CONSTRUCTIONTYPE | Overhead |  |  | fme_feature_type | ASSETGROUP | ASSETTYPE | ASSETGROUPDESC | ASSETTYPEDESC | _UNFEATURECLASS | _domainNetworkName
Electric | ElectricDevice | 37 | Medium Voltage Switch | 730 | Overhead Single Phase Recloser | Electric | ElectricDevice | 37 | Medium Voltage Switch | 730 | Overhead Single Phase Recloser | RecloserUnit | _AGDevice_SUBTYPECD | 3 | _AGDevice_PHASEDESIGNATION | 6 | _AGDevice_CONSTRUCTIONTYPE | Overhead |  |  | fme_feature_type | ASSETGROUP | ASSETTYPE | ASSETGROUPDESC | ASSETTYPEDESC | _UNFEATURECLASS | _domainNetworkName
Electric | ElectricDevice | 37 | Medium Voltage Switch | 730 | Overhead Single Phase Recloser | Electric | ElectricDevice | 37 | Medium Voltage Switch | 730 | Overhead Single Phase Recloser | RecloserUnit | _AGDevice_SUBTYPECD | 4 | _AGDevice_PHASEDESIGNATION | 3 | _AGDevice_CONSTRUCTIONTYPE | Overhead |  |  | fme_feature_type | ASSETGROUP | ASSETTYPE | ASSETGROUPDESC | ASSETTYPEDESC | _UNFEATURECLASS | _domainNetworkName
Electric | ElectricDevice | 37 | Medium Voltage Switch | 730 | Overhead Single Phase Recloser | Electric | ElectricDevice | 37 | Medium Voltage Switch | 730 | Overhead Single Phase Recloser | RecloserUnit | _AGDevice_SUBTYPECD | 4 | _AGDevice_PHASEDESIGNATION | 5 | _AGDevice_CONSTRUCTIONTYPE | Overhead |  |  | fme_feature_type | ASSETGROUP | ASSETTYPE | ASSETGROUPDESC | ASSETTYPEDESC | _UNFEATURECLASS | _domainNetworkName
Electric | ElectricDevice | 37 | Medium Voltage Switch | 730 | Overhead Single Phase Recloser | Electric | ElectricDevice | 37 | Medium Voltage Switch | 730 | Overhead Single Phase Recloser | RecloserUnit | _AGDevice_SUBTYPECD | 4 | _AGDevice_PHASEDESIGNATION | 6 | _AGDevice_CONSTRUCTIONTYPE | Overhead |  |  | fme_feature_type | ASSETGROUP | ASSETTYPE | ASSETGROUPDESC | ASSETTYPEDESC | _UNFEATURECLASS | _domainNetworkName
Electric | ElectricDevice | 37 | Medium Voltage Switch | 730 | Overhead Single Phase Recloser | Electric | ElectricDevice | 37 | Medium Voltage Switch | 730 | Overhead Single Phase Recloser | RecloserUnit | _AGDevice_SUBTYPECD | 5 | _AGDevice_PHASEDESIGNATION | 3 | _AGDevice_CONSTRUCTIONTYPE | Overhead |  |  | fme_feature_type | ASSETGROUP | ASSETTYPE | ASSETGROUPDESC | ASSETTYPEDESC | _UNFEATURECLASS | _domainNetworkName
Electric | ElectricDevice | 37 | Medium Voltage Switch | 730 | Overhead Single Phase Recloser | Electric | ElectricDevice | 37 | Medium Voltage Switch | 730 | Overhead Single Phase Recloser | RecloserUnit | _AGDevice_SUBTYPECD | 5 | _AGDevice_PHASEDESIGNATION | 5 | _AGDevice_CONSTRUCTIONTYPE | Overhead |  |  | fme_feature_type | ASSETGROUP | ASSETTYPE | ASSETGROUPDESC | ASSETTYPEDESC | _UNFEATURECLASS | _domainNetworkName
Electric | ElectricDevice | 37 | Medium Voltage Switch | 730 | Overhead Single Phase Recloser | Electric | ElectricDevice | 37 | Medium Voltage Switch | 730 | Overhead Single Phase Recloser | RecloserUnit | _AGDevice_SUBTYPECD | 5 | _AGDevice_PHASEDESIGNATION | 6 | _AGDevice_CONSTRUCTIONTYPE | Overhead |  |  | fme_feature_type | ASSETGROUP | ASSETTYPE | ASSETGROUPDESC | ASSETTYPEDESC | _UNFEATURECLASS | _domainNetworkName
Electric | ElectricDevice | 37 | Medium Voltage Switch | 730 | Overhead Single Phase Recloser | Electric | ElectricDevice | 37 | Medium Voltage Switch | 730 | Overhead Single Phase Recloser | RecloserUnit | _AGDevice_SUBTYPECD | 6 | _AGDevice_PHASEDESIGNATION | 3 | _AGDevice_CONSTRUCTIONTYPE | Overhead |  |  | fme_feature_type | ASSETGROUP | ASSETTYPE | ASSETGROUPDESC | ASSETTYPEDESC | _UNFEATURECLASS | _domainNetworkName
Electric | ElectricDevice | 37 | Medium Voltage Switch | 730 | Overhead Single Phase Recloser | Electric | ElectricDevice | 37 | Medium Voltage Switch | 730 | Overhead Single Phase Recloser | RecloserUnit | _AGDevice_SUBTYPECD | 6 | _AGDevice_PHASEDESIGNATION | 5 | _AGDevice_CONSTRUCTIONTYPE | Overhead |  |  | fme_feature_type | ASSETGROUP | ASSETTYPE | ASSETGROUPDESC | ASSETTYPEDESC | _UNFEATURECLASS | _domainNetworkName
Electric | ElectricDevice | 37 | Medium Voltage Switch | 730 | Overhead Single Phase Recloser | Electric | ElectricDevice | 37 | Medium Voltage Switch | 730 | Overhead Single Phase Recloser | RecloserUnit | _AGDevice_SUBTYPECD | 6 | _AGDevice_PHASEDESIGNATION | 6 | _AGDevice_CONSTRUCTIONTYPE | Overhead |  |  | fme_feature_type | ASSETGROUP | ASSETTYPE | ASSETGROUPDESC | ASSETTYPEDESC | _UNFEATURECLASS | _domainNetworkName
Electric | ElectricDevice | 37 | Medium Voltage Switch | 731 | Overhead Single Phase Sectionalizer | Electric | ElectricDevice | 37 | Medium Voltage Switch | 731 | Overhead Single Phase Sectionalizer | SectionalizerUnit | _AGDevice_SUBTYPECD | 8 | _AGDevice_PHASEDESIGNATION | 1 | _AGDevice_CONSTRUCTIONTYPE | Overhead |  |  | fme_feature_type | ASSETGROUP | ASSETTYPE | ASSETGROUPDESC | ASSETTYPEDESC | _UNFEATURECLASS | _domainNetworkName
Electric | ElectricDevice | 37 | Medium Voltage Switch | 731 | Overhead Single Phase Sectionalizer | Electric | ElectricDevice | 37 | Medium Voltage Switch | 731 | Overhead Single Phase Sectionalizer | SectionalizerUnit | _AGDevice_SUBTYPECD | 8 | _AGDevice_PHASEDESIGNATION | 2 | _AGDevice_CONSTRUCTIONTYPE | Overhead |  |  | fme_feature_type | ASSETGROUP | ASSETTYPE | ASSETGROUPDESC | ASSETTYPEDESC | _UNFEATURECLASS | _domainNetworkName
Electric | ElectricDevice | 37 | Medium Voltage Switch | 731 | Overhead Single Phase Sectionalizer | Electric | ElectricDevice | 37 | Medium Voltage Switch | 731 | Overhead Single Phase Sectionalizer | SectionalizerUnit | _AGDevice_SUBTYPECD | 8 | _AGDevice_PHASEDESIGNATION | 4 | _AGDevice_CONSTRUCTIONTYPE | Overhead |  |  | fme_feature_type | ASSETGROUP | ASSETTYPE | ASSETGROUPDESC | ASSETTYPEDESC | _UNFEATURECLASS | _domainNetworkName
Electric | ElectricDevice | 37 | Medium Voltage Switch | 731 | Overhead Single Phase Sectionalizer | Electric | ElectricDevice | 37 | Medium Voltage Switch | 731 | Overhead Single Phase Sectionalizer | SectionalizerUnit | _AGDevice_SUBTYPECD | 8 | _AGDevice_PHASEDESIGNATION | 7 | _AGDevice_CONSTRUCTIONTYPE | Overhead |  |  | fme_feature_type | ASSETGROUP | ASSETTYPE | ASSETGROUPDESC | ASSETTYPEDESC | _UNFEATURECLASS | _domainNetworkName
Electric | ElectricDevice | 37 | Medium Voltage Switch | 731 | Overhead Single Phase Sectionalizer | Electric | ElectricDevice | 37 | Medium Voltage Switch | 731 | Overhead Single Phase Sectionalizer | SectionalizerUnit | _AGDevice_SUBTYPECD | 9 | _AGDevice_PHASEDESIGNATION | 1 | _AGDevice_CONSTRUCTIONTYPE | Overhead |  |  | fme_feature_type | ASSETGROUP | ASSETTYPE | ASSETGROUPDESC | ASSETTYPEDESC | _UNFEATURECLASS | _domainNetworkName
Electric | ElectricDevice | 37 | Medium Voltage Switch | 731 | Overhead Single Phase Sectionalizer | Electric | ElectricDevice | 37 | Medium Voltage Switch | 731 | Overhead Single Phase Sectionalizer | SectionalizerUnit | _AGDevice_SUBTYPECD | 9 | _AGDevice_PHASEDESIGNATION | 2 | _AGDevice_CONSTRUCTIONTYPE | Overhead |  |  | fme_feature_type | ASSETGROUP | ASSETTYPE | ASSETGROUPDESC | ASSETTYPEDESC | _UNFEATURECLASS | _domainNetworkName
Electric | ElectricDevice | 37 | Medium Voltage Switch | 731 | Overhead Single Phase Sectionalizer | Electric | ElectricDevice | 37 | Medium Voltage Switch | 731 | Overhead Single Phase Sectionalizer | SectionalizerUnit | _AGDevice_SUBTYPECD | 9 | _AGDevice_PHASEDESIGNATION | 4 | _AGDevice_CONSTRUCTIONTYPE | Overhead |  |  | fme_feature_type | ASSETGROUP | ASSETTYPE | ASSETGROUPDESC | ASSETTYPEDESC | _UNFEATURECLASS | _domainNetworkName
Electric | ElectricDevice | 37 | Medium Voltage Switch | 731 | Overhead Single Phase Sectionalizer | Electric | ElectricDevice | 37 | Medium Voltage Switch | 731 | Overhead Single Phase Sectionalizer | SectionalizerUnit | _AGDevice_SUBTYPECD | 9 | _AGDevice_PHASEDESIGNATION | 7 | _AGDevice_CONSTRUCTIONTYPE | Overhead |  |  | fme_feature_type | ASSETGROUP | ASSETTYPE | ASSETGROUPDESC | ASSETTYPEDESC | _UNFEATURECLASS | _domainNetworkName
Electric | ElectricDevice | 37 | Medium Voltage Switch | 731 | Overhead Single Phase Sectionalizer | Electric | ElectricDevice | 37 | Medium Voltage Switch | 731 | Overhead Single Phase Sectionalizer | SectionalizerUnit | _AGDevice_SUBTYPECD | 10 | _AGDevice_PHASEDESIGNATION | 1 | _AGDevice_CONSTRUCTIONTYPE | Overhead |  |  | fme_feature_type | ASSETGROUP | ASSETTYPE | ASSETGROUPDESC | ASSETTYPEDESC | _UNFEATURECLASS | _domainNetworkName
Electric | ElectricDevice | 37 | Medium Voltage Switch | 731 | Overhead Single Phase Sectionalizer | Electric | ElectricDevice | 37 | Medium Voltage Switch | 731 | Overhead Single Phase Sectionalizer | SectionalizerUnit | _AGDevice_SUBTYPECD | 10 | _AGDevice_PHASEDESIGNATION | 2 | _AGDevice_CONSTRUCTIONTYPE | Overhead |  |  | fme_feature_type | ASSETGROUP | ASSETTYPE | ASSETGROUPDESC | ASSETTYPEDESC | _UNFEATURECLASS | _domainNetworkName
Electric | ElectricDevice | 37 | Medium Voltage Switch | 731 | Overhead Single Phase Sectionalizer | Electric | ElectricDevice | 37 | Medium Voltage Switch | 731 | Overhead Single Phase Sectionalizer | SectionalizerUnit | _AGDevice_SUBTYPECD | 10 | _AGDevice_PHASEDESIGNATION | 4 | _AGDevice_CONSTRUCTIONTYPE | Overhead |  |  | fme_feature_type | ASSETGROUP | ASSETTYPE | ASSETGROUPDESC | ASSETTYPEDESC | _UNFEATURECLASS | _domainNetworkName
Electric | ElectricDevice | 37 | Medium Voltage Switch | 731 | Overhead Single Phase Sectionalizer | Electric | ElectricDevice | 37 | Medium Voltage Switch | 731 | Overhead Single Phase Sectionalizer | SectionalizerUnit | _AGDevice_SUBTYPECD | 10 | _AGDevice_PHASEDESIGNATION | 7 | _AGDevice_CONSTRUCTIONTYPE | Overhead |  |  | fme_feature_type | ASSETGROUP | ASSETTYPE | ASSETGROUPDESC | ASSETTYPEDESC | _UNFEATURECLASS | _domainNetworkName
Electric | ElectricDevice | 37 | Medium Voltage Switch | 731 | Overhead Single Phase Sectionalizer | Electric | ElectricDevice | 37 | Medium Voltage Switch | 731 | Overhead Single Phase Sectionalizer | SectionalizerUnit | _AGDevice_SUBTYPECD | 11 | _AGDevice_PHASEDESIGNATION | 1 | _AGDevice_CONSTRUCTIONTYPE | Overhead |  |  | fme_feature_type | ASSETGROUP | ASSETTYPE | ASSETGROUPDESC | ASSETTYPEDESC | _UNFEATURECLASS | _domainNetworkName
Electric | ElectricDevice | 37 | Medium Voltage Switch | 731 | Overhead Single Phase Sectionalizer | Electric | ElectricDevice | 37 | Medium Voltage Switch | 731 | Overhead Single Phase Sectionalizer | SectionalizerUnit | _AGDevice_SUBTYPECD | 11 | _AGDevice_PHASEDESIGNATION | 2 | _AGDevice_CONSTRUCTIONTYPE | Overhead |  |  | fme_feature_type | ASSETGROUP | ASSETTYPE | ASSETGROUPDESC | ASSETTYPEDESC | _UNFEATURECLASS | _domainNetworkName
Electric | ElectricDevice | 37 | Medium Voltage Switch | 731 | Overhead Single Phase Sectionalizer | Electric | ElectricDevice | 37 | Medium Voltage Switch | 731 | Overhead Single Phase Sectionalizer | SectionalizerUnit | _AGDevice_SUBTYPECD | 11 | _AGDevice_PHASEDESIGNATION | 4 | _AGDevice_CONSTRUCTIONTYPE | Overhead |  |  | fme_feature_type | ASSETGROUP | ASSETTYPE | ASSETGROUPDESC | ASSETTYPEDESC | _UNFEATURECLASS | _domainNetworkName
Electric | ElectricDevice | 37 | Medium Voltage Switch | 731 | Overhead Single Phase Sectionalizer | Electric | ElectricDevice | 37 | Medium Voltage Switch | 731 | Overhead Single Phase Sectionalizer | SectionalizerUnit | _AGDevice_SUBTYPECD | 11 | _AGDevice_PHASEDESIGNATION | 7 | _AGDevice_CONSTRUCTIONTYPE | Overhead |  |  | fme_feature_type | ASSETGROUP | ASSETTYPE | ASSETGROUPDESC | ASSETTYPEDESC | _UNFEATURECLASS | _domainNetworkName
Electric | ElectricDevice | 37 | Medium Voltage Switch | 732 | Overhead Three Phase Disconnect | Electric | ElectricDevice | 37 | Medium Voltage Switch | 732 | Overhead Three Phase Disconnect | SwitchUnit | _AGDevice_SUBTYPECD | 1 | _AGDevice_PHASEDESIGNATION | 7 | PHASEDESIGNATION | 7 |  |  | fme_feature_type | ASSETGROUP | ASSETTYPE | ASSETGROUPDESC | ASSETTYPEDESC | _UNFEATURECLASS | _domainNetworkName
Electric | ElectricDevice | 37 | Medium Voltage Switch | 733 | Overhead Three Phase Load Break | Electric | ElectricDevice | 37 | Medium Voltage Switch | 733 | Overhead Three Phase Load Break | SwitchUnit | _AGDevice_SUBTYPECD | 2 | _AGDevice_PHASEDESIGNATION | 7 | PHASEDESIGNATION | 7 |  |  | fme_feature_type | ASSETGROUP | ASSETTYPE | ASSETGROUPDESC | ASSETTYPEDESC | _UNFEATURECLASS | _domainNetworkName
Electric | ElectricDevice | 37 | Medium Voltage Switch | 733 | Overhead Three Phase Load Break | Electric | ElectricDevice | 37 | Medium Voltage Switch | 733 | Overhead Three Phase Load Break | SwitchUnit | _AGDevice_SUBTYPECD | 5 | _AGDevice_PHASEDESIGNATION | 7 | PHASEDESIGNATION | 7 | _AGDevice_CONSTRUCTIONTYPE | Overhead | fme_feature_type | ASSETGROUP | ASSETTYPE | ASSETGROUPDESC | ASSETTYPEDESC | _UNFEATURECLASS | _domainNetworkName
Electric | ElectricDevice | 37 | Medium Voltage Switch | 744 | Overhead Three Phase Recloser | Electric | ElectricDevice | 37 | Medium Voltage Switch | 744 | Overhead Three Phase Recloser | RecloserUnit | _AGDevice_SUBTYPECD | 1 | _AGDevice_PHASEDESIGNATION | 7 | PHASEDESIGNATION | 7 | _AGDevice_CONSTRUCTIONTYPE | Overhead | fme_feature_type | ASSETGROUP | ASSETTYPE | ASSETGROUPDESC | ASSETTYPEDESC | _UNFEATURECLASS | _domainNetworkName
Electric | ElectricDevice | 37 | Medium Voltage Switch | 745 | Overhead Three Phase Sectionalizer | Electric | ElectricDevice | 37 | Medium Voltage Switch | 745 | Overhead Three Phase Sectionalizer | SectionalizerUnit | _AGDevice_SUBTYPECD | 8 | _AGDevice_PHASEDESIGNATION | 7 | PHASEDESIGNATION | 7 | _AGDevice_CONSTRUCTIONTYPE | Overhead | fme_feature_type | ASSETGROUP | ASSETTYPE | ASSETGROUPDESC | ASSETTYPEDESC | _UNFEATURECLASS | _domainNetworkName
Electric | ElectricDevice | 37 | Medium Voltage Switch | 745 | Overhead Three Phase Sectionalizer | Electric | ElectricDevice | 37 | Medium Voltage Switch | 745 | Overhead Three Phase Sectionalizer | SectionalizerUnit | _AGDevice_SUBTYPECD | 9 | _AGDevice_PHASEDESIGNATION | 7 | PHASEDESIGNATION | 7 | _AGDevice_CONSTRUCTIONTYPE | Overhead | fme_feature_type | ASSETGROUP | ASSETTYPE | ASSETGROUPDESC | ASSETTYPEDESC | _UNFEATURECLASS | _domainNetworkName
Electric | ElectricDevice | 37 | Medium Voltage Switch | 745 | Overhead Three Phase Sectionalizer | Electric | ElectricDevice | 37 | Medium Voltage Switch | 745 | Overhead Three Phase Sectionalizer | SectionalizerUnit | _AGDevice_SUBTYPECD | 10 | _AGDevice_PHASEDESIGNATION | 7 | PHASEDESIGNATION | 7 | _AGDevice_CONSTRUCTIONTYPE | Overhead | fme_feature_type | ASSETGROUP | ASSETTYPE | ASSETGROUPDESC | ASSETTYPEDESC | _UNFEATURECLASS | _domainNetworkName
Electric | ElectricDevice | 37 | Medium Voltage Switch | 745 | Overhead Three Phase Sectionalizer | Electric | ElectricDevice | 37 | Medium Voltage Switch | 745 | Overhead Three Phase Sectionalizer | SectionalizerUnit | _AGDevice_SUBTYPECD | 11 | _AGDevice_PHASEDESIGNATION | 7 | PHASEDESIGNATION | 7 | _AGDevice_CONSTRUCTIONTYPE | Overhead | fme_feature_type | ASSETGROUP | ASSETTYPE | ASSETGROUPDESC | ASSETTYPEDESC | _UNFEATURECLASS | _domainNetworkName
Electric | ElectricDevice | 37 | Medium Voltage Switch | 746 | Pad Mounted Fault Interrupter | Electric | ElectricDevice | 37 | Medium Voltage Switch | 746 | Pad Mounted Fault Interrupter | [9 empty] | fme_feature_type | ASSETGROUP | ASSETTYPE | ASSETGROUPDESC | ASSETTYPEDESC | _UNFEATURECLASS | _domainNetworkName
Electric | ElectricDevice | 37 | Medium Voltage Switch | 747 | Pad Mounted Single Phase Recloser | Electric | ElectricDevice | 37 | Medium Voltage Switch | 747 | Pad Mounted Single Phase Recloser | RecloserUnit | _AGDevice_SUBTYPECD | 3 | _AGDevice_PHASEDESIGNATION | 1 | _AGDevice_CONSTRUCTIONTYPE | Underground |  |  | fme_feature_type | ASSETGROUP | ASSETTYPE | ASSETGROUPDESC | ASSETTYPEDESC | _UNFEATURECLASS | _domainNetworkName
Electric | ElectricDevice | 37 | Medium Voltage Switch | 747 | Pad Mounted Single Phase Recloser | Electric | ElectricDevice | 37 | Medium Voltage Switch | 747 | Pad Mounted Single Phase Recloser | RecloserUnit | _AGDevice_SUBTYPECD | 3 | _AGDevice_PHASEDESIGNATION | 2 | _AGDevice_CONSTRUCTIONTYPE | Underground |  |  | fme_feature_type | ASSETGROUP | ASSETTYPE | ASSETGROUPDESC | ASSETTYPEDESC | _UNFEATURECLASS | _domainNetworkName
Electric | ElectricDevice | 37 | Medium Voltage Switch | 747 | Pad Mounted Single Phase Recloser | Electric | ElectricDevice | 37 | Medium Voltage Switch | 747 | Pad Mounted Single Phase Recloser | RecloserUnit | _AGDevice_SUBTYPECD | 3 | _AGDevice_PHASEDESIGNATION | 4 | _AGDevice_CONSTRUCTIONTYPE | Underground |  |  | fme_feature_type | ASSETGROUP | ASSETTYPE | ASSETGROUPDESC | ASSETTYPEDESC | _UNFEATURECLASS | _domainNetworkName
Electric | ElectricDevice | 37 | Medium Voltage Switch | 747 | Pad Mounted Single Phase Recloser | Electric | ElectricDevice | 37 | Medium Voltage Switch | 747 | Pad Mounted Single Phase Recloser | RecloserUnit | _AGDevice_SUBTYPECD | 6 | _AGDevice_PHASEDESIGNATION | 7 | _AGDevice_CONSTRUCTIONTYPE | Underground |  |  | fme_feature_type | ASSETGROUP | ASSETTYPE | ASSETGROUPDESC | ASSETTYPEDESC | _UNFEATURECLASS | _domainNetworkName
Electric | ElectricDevice | 37 | Medium Voltage Switch | 748 | Pad Mounted Three Phase Recloser | Electric | ElectricDevice | 37 | Medium Voltage Switch | 748 | Pad Mounted Three Phase Recloser | RecloserUnit | _AGDevice_SUBTYPECD | 1 | _AGDevice_PHASEDESIGNATION | 7 | PHASEDESIGNATION | 7 | _AGDevice_CONSTRUCTIONTYPE | Underground | fme_feature_type | ASSETGROUP | ASSETTYPE | ASSETGROUPDESC | ASSETTYPEDESC | _UNFEATURECLASS | _domainNetworkName
Electric | ElectricDevice | 37 | Medium Voltage Switch | 749 | Pad Mounted Single Phase Sectionalizer | Electric | ElectricDevice | 37 | Medium Voltage Switch | 749 | Pad Mounted Single Phase Sectionalizer | SectionalizerUnit | _AGDevice_SUBTYPECD | 8 | _AGDevice_PHASEDESIGNATION | 1 | _AGDevice_CONSTRUCTIONTYPE | Underground |  |  | fme_feature_type | ASSETGROUP | ASSETTYPE | ASSETGROUPDESC | ASSETTYPEDESC | _UNFEATURECLASS | _domainNetworkName
Electric | ElectricDevice | 37 | Medium Voltage Switch | 749 | Pad Mounted Single Phase Sectionalizer | Electric | ElectricDevice | 37 | Medium Voltage Switch | 749 | Pad Mounted Single Phase Sectionalizer | SectionalizerUnit | _AGDevice_SUBTYPECD | 8 | _AGDevice_PHASEDESIGNATION | 2 | _AGDevice_CONSTRUCTIONTYPE | Underground |  |  | fme_feature_type | ASSETGROUP | ASSETTYPE | ASSETGROUPDESC | ASSETTYPEDESC | _UNFEATURECLASS | _domainNetworkName
Electric | ElectricDevice | 37 | Medium Voltage Switch | 749 | Pad Mounted Single Phase Sectionalizer | Electric | ElectricDevice | 37 | Medium Voltage Switch | 749 | Pad Mounted Single Phase Sectionalizer | SectionalizerUnit | _AGDevice_SUBTYPECD | 8 | _AGDevice_PHASEDESIGNATION | 4 | _AGDevice_CONSTRUCTIONTYPE | Underground |  |  | fme_feature_type | ASSETGROUP | ASSETTYPE | ASSETGROUPDESC | ASSETTYPEDESC | _UNFEATURECLASS | _domainNetworkName
Electric | ElectricDevice | 37 | Medium Voltage Switch | 749 | Pad Mounted Single Phase Sectionalizer | Electric | ElectricDevice | 37 | Medium Voltage Switch | 749 | Pad Mounted Single Phase Sectionalizer | SectionalizerUnit | _AGDevice_SUBTYPECD | 8 | _AGDevice_PHASEDESIGNATION | 7 | _AGDevice_CONSTRUCTIONTYPE | Underground |  |  | fme_feature_type | ASSETGROUP | ASSETTYPE | ASSETGROUPDESC | ASSETTYPEDESC | _UNFEATURECLASS | _domainNetworkName
Electric | ElectricDevice | 37 | Medium Voltage Switch | 749 | Pad Mounted Single Phase Sectionalizer | Electric | ElectricDevice | 37 | Medium Voltage Switch | 749 | Pad Mounted Single Phase Sectionalizer | SectionalizerUnit | _AGDevice_SUBTYPECD | 9 | _AGDevice_PHASEDESIGNATION | 1 | _AGDevice_CONSTRUCTIONTYPE | Underground |  |  | fme_feature_type | ASSETGROUP | ASSETTYPE | ASSETGROUPDESC | ASSETTYPEDESC | _UNFEATURECLASS | _domainNetworkName
Electric | ElectricDevice | 37 | Medium Voltage Switch | 749 | Pad Mounted Single Phase Sectionalizer | Electric | ElectricDevice | 37 | Medium Voltage Switch | 749 | Pad Mounted Single Phase Sectionalizer | SectionalizerUnit | _AGDevice_SUBTYPECD | 9 | _AGDevice_PHASEDESIGNATION | 2 | _AGDevice_CONSTRUCTIONTYPE | Underground |  |  | fme_feature_type | ASSETGROUP | ASSETTYPE | ASSETGROUPDESC | ASSETTYPEDESC | _UNFEATURECLASS | _domainNetworkName
Electric | ElectricDevice | 37 | Medium Voltage Switch | 749 | Pad Mounted Single Phase Sectionalizer | Electric | ElectricDevice | 37 | Medium Voltage Switch | 749 | Pad Mounted Single Phase Sectionalizer | SectionalizerUnit | _AGDevice_SUBTYPECD | 9 | _AGDevice_PHASEDESIGNATION | 4 | _AGDevice_CONSTRUCTIONTYPE | Underground |  |  | fme_feature_type | ASSETGROUP | ASSETTYPE | ASSETGROUPDESC | ASSETTYPEDESC | _UNFEATURECLASS | _domainNetworkName
Electric | ElectricDevice | 37 | Medium Voltage Switch | 749 | Pad Mounted Single Phase Sectionalizer | Electric | ElectricDevice | 37 | Medium Voltage Switch | 749 | Pad Mounted Single Phase Sectionalizer | SectionalizerUnit | _AGDevice_SUBTYPECD | 9 | _AGDevice_PHASEDESIGNATION | 7 | _AGDevice_CONSTRUCTIONTYPE | Underground |  |  | fme_feature_type | ASSETGROUP | ASSETTYPE | ASSETGROUPDESC | ASSETTYPEDESC | _UNFEATURECLASS | _domainNetworkName
Electric | ElectricDevice | 37 | Medium Voltage Switch | 749 | Pad Mounted Single Phase Sectionalizer | Electric | ElectricDevice | 37 | Medium Voltage Switch | 749 | Pad Mounted Single Phase Sectionalizer | SectionalizerUnit | _AGDevice_SUBTYPECD | 10 | _AGDevice_PHASEDESIGNATION | 1 | _AGDevice_CONSTRUCTIONTYPE | Underground |  |  | fme_feature_type | ASSETGROUP | ASSETTYPE | ASSETGROUPDESC | ASSETTYPEDESC | _UNFEATURECLASS | _domainNetworkName
Electric | ElectricDevice | 37 | Medium Voltage Switch | 749 | Pad Mounted Single Phase Sectionalizer | Electric | ElectricDevice | 37 | Medium Voltage Switch | 749 | Pad Mounted Single Phase Sectionalizer | SectionalizerUnit | _AGDevice_SUBTYPECD | 10 | _AGDevice_PHASEDESIGNATION | 2 | _AGDevice_CONSTRUCTIONTYPE | Underground |  |  | fme_feature_type | ASSETGROUP | ASSETTYPE | ASSETGROUPDESC | ASSETTYPEDESC | _UNFEATURECLASS | _domainNetworkName
Electric | ElectricDevice | 37 | Medium Voltage Switch | 749 | Pad Mounted Single Phase Sectionalizer | Electric | ElectricDevice | 37 | Medium Voltage Switch | 749 | Pad Mounted Single Phase Sectionalizer | SectionalizerUnit | _AGDevice_SUBTYPECD | 10 | _AGDevice_PHASEDESIGNATION | 4 | _AGDevice_CONSTRUCTIONTYPE | Underground |  |  | fme_feature_type | ASSETGROUP | ASSETTYPE | ASSETGROUPDESC | ASSETTYPEDESC | _UNFEATURECLASS | _domainNetworkName
Electric | ElectricDevice | 37 | Medium Voltage Switch | 749 | Pad Mounted Single Phase Sectionalizer | Electric | ElectricDevice | 37 | Medium Voltage Switch | 749 | Pad Mounted Single Phase Sectionalizer | SectionalizerUnit | _AGDevice_SUBTYPECD | 10 | _AGDevice_PHASEDESIGNATION | 7 | _AGDevice_CONSTRUCTIONTYPE | Underground |  |  | fme_feature_type | ASSETGROUP | ASSETTYPE | ASSETGROUPDESC | ASSETTYPEDESC | _UNFEATURECLASS | _domainNetworkName
Electric | ElectricDevice | 37 | Medium Voltage Switch | 749 | Pad Mounted Single Phase Sectionalizer | Electric | ElectricDevice | 37 | Medium Voltage Switch | 749 | Pad Mounted Single Phase Sectionalizer | SectionalizerUnit | _AGDevice_SUBTYPECD | 11 | _AGDevice_PHASEDESIGNATION | 1 | _AGDevice_CONSTRUCTIONTYPE | Underground |  |  | fme_feature_type | ASSETGROUP | ASSETTYPE | ASSETGROUPDESC | ASSETTYPEDESC | _UNFEATURECLASS | _domainNetworkName
Electric | ElectricDevice | 37 | Medium Voltage Switch | 749 | Pad Mounted Single Phase Sectionalizer | Electric | ElectricDevice | 37 | Medium Voltage Switch | 749 | Pad Mounted Single Phase Sectionalizer | SectionalizerUnit | _AGDevice_SUBTYPECD | 11 | _AGDevice_PHASEDESIGNATION | 2 | _AGDevice_CONSTRUCTIONTYPE | Underground |  |  | fme_feature_type | ASSETGROUP | ASSETTYPE | ASSETGROUPDESC | ASSETTYPEDESC | _UNFEATURECLASS | _domainNetworkName
Electric | ElectricDevice | 37 | Medium Voltage Switch | 749 | Pad Mounted Single Phase Sectionalizer | Electric | ElectricDevice | 37 | Medium Voltage Switch | 749 | Pad Mounted Single Phase Sectionalizer | SectionalizerUnit | _AGDevice_SUBTYPECD | 11 | _AGDevice_PHASEDESIGNATION | 4 | _AGDevice_CONSTRUCTIONTYPE | Underground |  |  | fme_feature_type | ASSETGROUP | ASSETTYPE | ASSETGROUPDESC | ASSETTYPEDESC | _UNFEATURECLASS | _domainNetworkName
Electric | ElectricDevice | 37 | Medium Voltage Switch | 749 | Pad Mounted Single Phase Sectionalizer | Electric | ElectricDevice | 37 | Medium Voltage Switch | 749 | Pad Mounted Single Phase Sectionalizer | SectionalizerUnit | _AGDevice_SUBTYPECD | 11 | _AGDevice_PHASEDESIGNATION | 7 | _AGDevice_CONSTRUCTIONTYPE | Underground |  |  | fme_feature_type | ASSETGROUP | ASSETTYPE | ASSETGROUPDESC | ASSETTYPEDESC | _UNFEATURECLASS | _domainNetworkName
Electric | ElectricDevice | 37 | Medium Voltage Switch | 750 | Pad Mounted Three Phase Sectionalizer | Electric | ElectricDevice | 37 | Medium Voltage Switch | 750 | Pad Mounted Three Phase Sectionalizer | SectionalizerUnit | _AGDevice_SUBTYPECD | 8 | _AGDevice_PHASEDESIGNATION | 8 | PHASEDESIGNATION | 7 | _AGDevice_CONSTRUCTIONTYPE | Underground | fme_feature_type | ASSETGROUP | ASSETTYPE | ASSETGROUPDESC | ASSETTYPEDESC | _UNFEATURECLASS | _domainNetworkName
Electric | ElectricDevice | 37 | Medium Voltage Switch | 750 | Pad Mounted Three Phase Sectionalizer | Electric | ElectricDevice | 37 | Medium Voltage Switch | 750 | Pad Mounted Three Phase Sectionalizer | SectionalizerUnit | _AGDevice_SUBTYPECD | 9 | _AGDevice_PHASEDESIGNATION | 9 | PHASEDESIGNATION | 7 | _AGDevice_CONSTRUCTIONTYPE | Underground | fme_feature_type | ASSETGROUP | ASSETTYPE | ASSETGROUPDESC | ASSETTYPEDESC | _UNFEATURECLASS | _domainNetworkName
Electric | ElectricDevice | 37 | Medium Voltage Switch | 750 | Pad Mounted Three Phase Sectionalizer | Electric | ElectricDevice | 37 | Medium Voltage Switch | 750 | Pad Mounted Three Phase Sectionalizer | SectionalizerUnit | _AGDevice_SUBTYPECD | 10 | _AGDevice_PHASEDESIGNATION | 10 | PHASEDESIGNATION | 7 | _AGDevice_CONSTRUCTIONTYPE | Underground | fme_feature_type | ASSETGROUP | ASSETTYPE | ASSETGROUPDESC | ASSETTYPEDESC | _UNFEATURECLASS | _domainNetworkName
Electric | ElectricDevice | 37 | Medium Voltage Switch | 750 | Pad Mounted Three Phase Sectionalizer | Electric | ElectricDevice | 37 | Medium Voltage Switch | 750 | Pad Mounted Three Phase Sectionalizer | SectionalizerUnit | _AGDevice_SUBTYPECD | 11 | _AGDevice_PHASEDESIGNATION | 11 | PHASEDESIGNATION | 7 | _AGDevice_CONSTRUCTIONTYPE | Underground | fme_feature_type | ASSETGROUP | ASSETTYPE | ASSETGROUPDESC | ASSETTYPEDESC | _UNFEATURECLASS | _domainNetworkName
Electric | ElectricDevice | 37 | Medium Voltage Switch | 751 | Station Single Phase | Electric | ElectricDevice | 37 | Medium Voltage Switch | 751 | Station Single Phase | [9 empty] | fme_feature_type | ASSETGROUP | ASSETTYPE | ASSETGROUPDESC | ASSETTYPEDESC | _UNFEATURECLASS | _domainNetworkName
Electric | ElectricDevice | 37 | Medium Voltage Switch | 752 | Station Three Phase | Electric | ElectricDevice | 37 | Medium Voltage Switch | 752 | Station Three Phase | [9 empty] | fme_feature_type | ASSETGROUP | ASSETTYPE | ASSETGROUPDESC | ASSETTYPEDESC | _UNFEATURECLASS | _domainNetworkName
Electric | ElectricDevice | 37 | Medium Voltage Switch | 753 | T Blade | Electric | ElectricDevice | 37 | Medium Voltage Switch | 753 | T Blade | [9 empty] | fme_feature_type | ASSETGROUP | ASSETTYPE | ASSETGROUPDESC | ASSETTYPEDESC | _UNFEATURECLASS | _domainNetworkName
Electric | ElectricDevice | 37 | Medium Voltage Switch | 754 | V Blade | Electric | ElectricDevice | 37 | Medium Voltage Switch | 754 | V Blade | [9 empty] | fme_feature_type | ASSETGROUP | ASSETTYPE | ASSETGROUPDESC | ASSETTYPEDESC | _UNFEATURECLASS | _domainNetworkName
Electric | ElectricDevice | 37 | Medium Voltage Switch | 755 | Underground Single Phase Disconnect | Electric | ElectricDevice | 37 | Medium Voltage Switch | 755 | Underground Single Phase Disconnect | SwitchUnit | _AGDevice_SUBTYPECD | 3 | _AGDevice_PHASEDESIGNATION | 1 |  |  |  |  | fme_feature_type | ASSETGROUP | ASSETTYPE | ASSETGROUPDESC | ASSETTYPEDESC | _UNFEATURECLASS | _domainNetworkName
Electric | ElectricDevice | 37 | Medium Voltage Switch | 755 | Underground Single Phase Disconnect | Electric | ElectricDevice | 37 | Medium Voltage Switch | 755 | Underground Single Phase Disconnect | SwitchUnit | _AGDevice_SUBTYPECD | 3 | _AGDevice_PHASEDESIGNATION | 2 |  |  |  |  | fme_feature_type | ASSETGROUP | ASSETTYPE | ASSETGROUPDESC | ASSETTYPEDESC | _UNFEATURECLASS | _domainNetworkName
Electric | ElectricDevice | 37 | Medium Voltage Switch | 755 | Underground Single Phase Disconnect | Electric | ElectricDevice | 37 | Medium Voltage Switch | 755 | Underground Single Phase Disconnect | SwitchUnit | _AGDevice_SUBTYPECD | 3 | _AGDevice_PHASEDESIGNATION | 4 |  |  |  |  | fme_feature_type | ASSETGROUP | ASSETTYPE | ASSETGROUPDESC | ASSETTYPEDESC | _UNFEATURECLASS | _domainNetworkName
Electric | ElectricDevice | 37 | Medium Voltage Switch | 755 | Underground Single Phase Disconnect | Electric | ElectricDevice | 37 | Medium Voltage Switch | 755 | Underground Single Phase Disconnect | SwitchUnit | _AGDevice_SUBTYPECD | 3 | _AGDevice_PHASEDESIGNATION | 7 |  |  |  |  | fme_feature_type | ASSETGROUP | ASSETTYPE | ASSETGROUPDESC | ASSETTYPEDESC | _UNFEATURECLASS | _domainNetworkName
Electric | ElectricDevice | 37 | Medium Voltage Switch | 758 | Underground Single Phase Load Break | Electric | ElectricDevice | 37 | Medium Voltage Switch | 758 | Underground Single Phase Load Break | SwitchUnit | _AGDevice_SUBTYPECD | 4 | _AGDevice_PHASEDESIGNATION | 1 |  |  |  |  | fme_feature_type | ASSETGROUP | ASSETTYPE | ASSETGROUPDESC | ASSETTYPEDESC | _UNFEATURECLASS | _domainNetworkName
Electric | ElectricDevice | 37 | Medium Voltage Switch | 758 | Underground Single Phase Load Break | Electric | ElectricDevice | 37 | Medium Voltage Switch | 758 | Underground Single Phase Load Break | SwitchUnit | _AGDevice_SUBTYPECD | 4 | _AGDevice_PHASEDESIGNATION | 2 |  |  |  |  | fme_feature_type | ASSETGROUP | ASSETTYPE | ASSETGROUPDESC | ASSETTYPEDESC | _UNFEATURECLASS | _domainNetworkName
Electric | ElectricDevice | 37 | Medium Voltage Switch | 758 | Underground Single Phase Load Break | Electric | ElectricDevice | 37 | Medium Voltage Switch | 758 | Underground Single Phase Load Break | SwitchUnit | _AGDevice_SUBTYPECD | 4 | _AGDevice_PHASEDESIGNATION | 4 |  |  |  |  | fme_feature_type | ASSETGROUP | ASSETTYPE | ASSETGROUPDESC | ASSETTYPEDESC | _UNFEATURECLASS | _domainNetworkName
Electric | ElectricDevice | 37 | Medium Voltage Switch | 758 | Underground Single Phase Load Break | Electric | ElectricDevice | 37 | Medium Voltage Switch | 758 | Underground Single Phase Load Break | SwitchUnit | _AGDevice_SUBTYPECD | 4 | _AGDevice_PHASEDESIGNATION | 7 |  |  |  |  | fme_feature_type | ASSETGROUP | ASSETTYPE | ASSETGROUPDESC | ASSETTYPEDESC | _UNFEATURECLASS | _domainNetworkName
Electric | ElectricDevice | 37 | Medium Voltage Switch | 759 | Underground Three Phase Disconnect | Electric | ElectricDevice | 37 | Medium Voltage Switch | 759 | Underground Three Phase Disconnect | SwitchUnit | _AGDevice_SUBTYPECD | 3 | _AGDevice_PHASEDESIGNATION | 7 | PHASEDESIGNATION | 7 |  |  | fme_feature_type | ASSETGROUP | ASSETTYPE | ASSETGROUPDESC | ASSETTYPEDESC | _UNFEATURECLASS | _domainNetworkName
Electric | ElectricDevice | 37 | Medium Voltage Switch | 760 | Underground Three Phase Load Break | Electric | ElectricDevice | 37 | Medium Voltage Switch | 760 | Underground Three Phase Load Break | SwitchUnit | _AGDevice_SUBTYPECD | 4 | _AGDevice_PHASEDESIGNATION | 7 | PHASEDESIGNATION | 7 |  |  | fme_feature_type | ASSETGROUP | ASSETTYPE | ASSETGROUPDESC | ASSETTYPEDESC | _UNFEATURECLASS | _domainNetworkName
Electric | ElectricDevice | 37 | Medium Voltage Switch | 760 | Underground Three Phase Load Break | Electric | ElectricDevice | 37 | Medium Voltage Switch | 760 | Underground Three Phase Load Break | SwitchUnit | _AGDevice_SUBTYPECD | 5 | _AGDevice_PHASEDESIGNATION | 7 | _AGDevice_CONSTRUCTIONTYPE | Underground |  |  | fme_feature_type | ASSETGROUP | ASSETTYPE | ASSETGROUPDESC | ASSETTYPEDESC | _UNFEATURECLASS | _domainNetworkName
Electric | ElectricDevice | 37 | Medium Voltage Switch | 761 | Underground Transfer Switch | Electric | ElectricDevice | 37 | Medium Voltage Switch | 761 | Underground Transfer Switch | [9 empty] | fme_feature_type | ASSETGROUP | ASSETTYPE | ASSETGROUPDESC | ASSETTYPEDESC | _UNFEATURECLASS | _domainNetworkName
Electric | ElectricDevice | 37 | Medium Voltage Switch | 762 | Two Phase Switch | Electric | ElectricDevice | 37 | Medium Voltage Switch | 762 | Two Phase Switch | [9 empty] | fme_feature_type | ASSETGROUP | ASSETTYPE | ASSETGROUPDESC | ASSETTYPEDESC | _UNFEATURECLASS | _domainNetworkName
Electric | ElectricDevice | 37 | Medium Voltage Switch | 763 | Two Phase Recloser | Electric | ElectricDevice | 37 | Medium Voltage Switch | 763 | Two Phase Recloser | [9 empty] | fme_feature_type | ASSETGROUP | ASSETTYPE | ASSETGROUPDESC | ASSETTYPEDESC | _UNFEATURECLASS | _domainNetworkName
Electric | ElectricDevice | 37 | Medium Voltage Switch | 764 | Two Phase Sectionalizer | Electric | ElectricDevice | 37 | Medium Voltage Switch | 764 | Two Phase Sectionalizer | [9 empty] | fme_feature_type | ASSETGROUP | ASSETTYPE | ASSETGROUPDESC | ASSETTYPEDESC | _UNFEATURECLASS | _domainNetworkName
[6 empty] | Electric | ElectricDevice | 37 | Medium Voltage Switch | 765 | Bus Tie Breaker | [9 empty] | fme_feature_type | ASSETGROUP | ASSETTYPE | ASSETGROUPDESC | ASSETTYPEDESC | _UNFEATURECLASS | _domainNetworkName
Electric | ElectricDevice | 38 | Medium Voltage Transformer | 0 | Unknown | Electric | ElectricDevice | 38 | Medium Voltage Transformer | 0 | Unknown | TransformerUnit | [8 empty] | fme_feature_type | ASSETGROUP | ASSETTYPE | ASSETGROUPDESC | ASSETTYPEDESC | _UNFEATURECLASS | _domainNetworkName
Electric | ElectricDevice | 38 | Medium Voltage Transformer | 204 | Grounding Transformer | Electric | ElectricDevice | 38 | Medium Voltage Transformer | 781 | Grounding Transformer | [9 empty] | fme_feature_type | ASSETGROUP | ASSETTYPE | ASSETGROUPDESC | ASSETTYPEDESC | _UNFEATURECLASS | _domainNetworkName
Electric | ElectricDevice | 38 | Medium Voltage Transformer | 782 | Mobile Single Phase | Electric | ElectricDevice | 38 | Medium Voltage Transformer | 782 | Mobile Single Phase | [9 empty] | fme_feature_type | ASSETGROUP | ASSETTYPE | ASSETGROUPDESC | ASSETTYPEDESC | _UNFEATURECLASS | _domainNetworkName
Electric | ElectricDevice | 38 | Medium Voltage Transformer | 783 | Mobile Three Phase | Electric | ElectricDevice | 38 | Medium Voltage Transformer | 783 | Mobile Three Phase | [9 empty] | fme_feature_type | ASSETGROUP | ASSETTYPE | ASSETGROUPDESC | ASSETTYPEDESC | _UNFEATURECLASS | _domainNetworkName
Electric | ElectricDevice | 38 | Medium Voltage Transformer | 784 | Network | Electric | ElectricDevice | 38 | Medium Voltage Transformer | 784 | Network | [9 empty] | fme_feature_type | ASSETGROUP | ASSETTYPE | ASSETGROUPDESC | ASSETTYPEDESC | _UNFEATURECLASS | _domainNetworkName
Electric | ElectricDevice | 38 | Medium Voltage Transformer | 785 | Overhead Single Phase | Electric | ElectricDevice | 38 | Medium Voltage Transformer | 785 | Overhead Single Phase | TransformerUnit | _AGDevice_SUBTYPECD | 2 | _AGDevice_PHASEDESIGNATION | 1 |  |  |  |  | fme_feature_type | ASSETGROUP | ASSETTYPE | ASSETGROUPDESC | ASSETTYPEDESC | _UNFEATURECLASS | _domainNetworkName
Electric | ElectricDevice | 38 | Medium Voltage Transformer | 785 | Overhead Single Phase | Electric | ElectricDevice | 38 | Medium Voltage Transformer | 785 | Overhead Single Phase | TransformerUnit | _AGDevice_SUBTYPECD | 2 | _AGDevice_PHASEDESIGNATION | 2 |  |  |  |  | fme_feature_type | ASSETGROUP | ASSETTYPE | ASSETGROUPDESC | ASSETTYPEDESC | _UNFEATURECLASS | _domainNetworkName
Electric | ElectricDevice | 38 | Medium Voltage Transformer | 785 | Overhead Single Phase | Electric | ElectricDevice | 38 | Medium Voltage Transformer | 785 | Overhead Single Phase | TransformerUnit | _AGDevice_SUBTYPECD | 2 | _AGDevice_PHASEDESIGNATION | 4 |  |  |  |  | fme_feature_type | ASSETGROUP | ASSETTYPE | ASSETGROUPDESC | ASSETTYPEDESC | _UNFEATURECLASS | _domainNetworkName
Electric | ElectricDevice | 38 | Medium Voltage Transformer | 785 | Overhead Single Phase | Electric | ElectricDevice | 38 | Medium Voltage Transformer | 785 | Overhead Single Phase | TransformerUnit | _AGDevice_SUBTYPECD | 2 | _AGDevice_PHASEDESIGNATION | 3 |  |  |  |  | fme_feature_type | ASSETGROUP | ASSETTYPE | ASSETGROUPDESC | ASSETTYPEDESC | _UNFEATURECLASS | _domainNetworkName
Electric | ElectricDevice | 38 | Medium Voltage Transformer | 785 | Overhead Single Phase | Electric | ElectricDevice | 38 | Medium Voltage Transformer | 785 | Overhead Single Phase | TransformerUnit | _AGDevice_SUBTYPECD | 2 | _AGDevice_PHASEDESIGNATION | 5 |  |  |  |  | fme_feature_type | ASSETGROUP | ASSETTYPE | ASSETGROUPDESC | ASSETTYPEDESC | _UNFEATURECLASS | _domainNetworkName
Electric | ElectricDevice | 38 | Medium Voltage Transformer | 785 | Overhead Single Phase | Electric | ElectricDevice | 38 | Medium Voltage Transformer | 785 | Overhead Single Phase | TransformerUnit | _AGDevice_SUBTYPECD | 2 | _AGDevice_PHASEDESIGNATION | 6 |  |  |  |  | fme_feature_type | ASSETGROUP | ASSETTYPE | ASSETGROUPDESC | ASSETTYPEDESC | _UNFEATURECLASS | _domainNetworkName
Electric | ElectricDevice | 38 | Medium Voltage Transformer | 785 | Overhead Single Phase | Electric | ElectricDevice | 38 | Medium Voltage Transformer | 785 | Overhead Single Phase | TransformerUnit | _AGDevice_SUBTYPECD | 4 | _AGDevice_PHASEDESIGNATION | 7 | _AGDevice_CONSTRUCTIONTYPE | Overhead |  |  | fme_feature_type | ASSETGROUP | ASSETTYPE | ASSETGROUPDESC | ASSETTYPEDESC | _UNFEATURECLASS | _domainNetworkName
Electric | ElectricDevice | 38 | Medium Voltage Transformer | 785 | Overhead Single Phase | Electric | ElectricDevice | 38 | Medium Voltage Transformer | 785 | Overhead Single Phase | TransformerUnit | _AGDevice_SUBTYPECD | 6 | _AGDevice_PHASEDESIGNATION | 7 | _AGDevice_CONSTRUCTIONTYPE | Overhead | _AGDevice_HIGHSIDECONFIGURATION | D | fme_feature_type | ASSETGROUP | ASSETTYPE | ASSETGROUPDESC | ASSETTYPEDESC | _UNFEATURECLASS | _domainNetworkName
Electric | ElectricDevice | 38 | Medium Voltage Transformer | 785 | Overhead Single Phase | Electric | ElectricDevice | 38 | Medium Voltage Transformer | 785 | Overhead Single Phase | TransformerUnit | _AGDevice_SUBTYPECD | 6 | _AGDevice_PHASEDESIGNATION | 7 | _AGDevice_CONSTRUCTIONTYPE | Overhead | _AGDevice_HIGHSIDECONFIGURATION | Y | fme_feature_type | ASSETGROUP | ASSETTYPE | ASSETGROUPDESC | ASSETTYPEDESC | _UNFEATURECLASS | _domainNetworkName
Electric | ElectricDevice | 38 | Medium Voltage Transformer | 785 | Overhead Single Phase | Electric | ElectricDevice | 38 | Medium Voltage Transformer | 785 | Overhead Single Phase | TransformerUnit | _AGDevice_SUBTYPECD | 6 | _AGDevice_PHASEDESIGNATION | 7 | _AGDevice_CONSTRUCTIONTYPE | Overhead | _AGDevice_HIGHSIDECONFIGURATION | OY | fme_feature_type | ASSETGROUP | ASSETTYPE | ASSETGROUPDESC | ASSETTYPEDESC | _UNFEATURECLASS | _domainNetworkName
Electric | ElectricDevice | 38 | Medium Voltage Transformer | 785 | Overhead Single Phase | Electric | ElectricDevice | 38 | Medium Voltage Transformer | 785 | Overhead Single Phase | TransformerUnit | _AGDevice_SUBTYPECD | 6 | _AGDevice_PHASEDESIGNATION | 7 | _AGDevice_CONSTRUCTIONTYPE | Overhead | _AGDevice_HIGHSIDECONFIGURATION | LG | fme_feature_type | ASSETGROUP | ASSETTYPE | ASSETGROUPDESC | ASSETTYPEDESC | _UNFEATURECLASS | _domainNetworkName
Electric | ElectricDevice | 38 | Medium Voltage Transformer | 786 | Overhead Step Single Phase | Electric | ElectricDevice | 38 | Medium Voltage Transformer | 786 | Overhead Step Single Phase | TransformerUnit | _AGDevice_SUBTYPECD | 8 | _AGDevice_PHASEDESIGNATION | 1 | _AGDevice_CONSTRUCTIONTYPE | Overhead | _AGDevice_HIGHSIDECONFIGURATION | Y | fme_feature_type | ASSETGROUP | ASSETTYPE | ASSETGROUPDESC | ASSETTYPEDESC | _UNFEATURECLASS | _domainNetworkName
Electric | ElectricDevice | 38 | Medium Voltage Transformer | 786 | Overhead Step Single Phase | Electric | ElectricDevice | 38 | Medium Voltage Transformer | 786 | Overhead Step Single Phase | TransformerUnit | _AGDevice_SUBTYPECD | 8 | _AGDevice_PHASEDESIGNATION | 1 | _AGDevice_CONSTRUCTIONTYPE | Overhead | _AGDevice_HIGHSIDECONFIGURATION | OY | fme_feature_type | ASSETGROUP | ASSETTYPE | ASSETGROUPDESC | ASSETTYPEDESC | _UNFEATURECLASS | _domainNetworkName
Electric | ElectricDevice | 38 | Medium Voltage Transformer | 786 | Overhead Step Single Phase | Electric | ElectricDevice | 38 | Medium Voltage Transformer | 786 | Overhead Step Single Phase | TransformerUnit | _AGDevice_SUBTYPECD | 8 | _AGDevice_PHASEDESIGNATION | 1 | _AGDevice_CONSTRUCTIONTYPE | Overhead | _AGDevice_HIGHSIDECONFIGURATION | LG | fme_feature_type | ASSETGROUP | ASSETTYPE | ASSETGROUPDESC | ASSETTYPEDESC | _UNFEATURECLASS | _domainNetworkName
Electric | ElectricDevice | 38 | Medium Voltage Transformer | 786 | Overhead Step Single Phase | Electric | ElectricDevice | 38 | Medium Voltage Transformer | 786 | Overhead Step Single Phase | TransformerUnit | _AGDevice_SUBTYPECD | 8 | _AGDevice_PHASEDESIGNATION | 2 | _AGDevice_CONSTRUCTIONTYPE | Overhead | _AGDevice_HIGHSIDECONFIGURATION | Y | fme_feature_type | ASSETGROUP | ASSETTYPE | ASSETGROUPDESC | ASSETTYPEDESC | _UNFEATURECLASS | _domainNetworkName
Electric | ElectricDevice | 38 | Medium Voltage Transformer | 786 | Overhead Step Single Phase | Electric | ElectricDevice | 38 | Medium Voltage Transformer | 786 | Overhead Step Single Phase | TransformerUnit | _AGDevice_SUBTYPECD | 8 | _AGDevice_PHASEDESIGNATION | 2 | _AGDevice_CONSTRUCTIONTYPE | Overhead | _AGDevice_HIGHSIDECONFIGURATION | OY | fme_feature_type | ASSETGROUP | ASSETTYPE | ASSETGROUPDESC | ASSETTYPEDESC | _UNFEATURECLASS | _domainNetworkName
Electric | ElectricDevice | 38 | Medium Voltage Transformer | 786 | Overhead Step Single Phase | Electric | ElectricDevice | 38 | Medium Voltage Transformer | 786 | Overhead Step Single Phase | TransformerUnit | _AGDevice_SUBTYPECD | 8 | _AGDevice_PHASEDESIGNATION | 2 | _AGDevice_CONSTRUCTIONTYPE | Overhead | _AGDevice_HIGHSIDECONFIGURATION | LG | fme_feature_type | ASSETGROUP | ASSETTYPE | ASSETGROUPDESC | ASSETTYPEDESC | _UNFEATURECLASS | _domainNetworkName
Electric | ElectricDevice | 38 | Medium Voltage Transformer | 786 | Overhead Step Single Phase | Electric | ElectricDevice | 38 | Medium Voltage Transformer | 786 | Overhead Step Single Phase | TransformerUnit | _AGDevice_SUBTYPECD | 8 | _AGDevice_PHASEDESIGNATION | 4 | _AGDevice_CONSTRUCTIONTYPE | Overhead | _AGDevice_HIGHSIDECONFIGURATION | Y | fme_feature_type | ASSETGROUP | ASSETTYPE | ASSETGROUPDESC | ASSETTYPEDESC | _UNFEATURECLASS | _domainNetworkName
Electric | ElectricDevice | 38 | Medium Voltage Transformer | 786 | Overhead Step Single Phase | Electric | ElectricDevice | 38 | Medium Voltage Transformer | 786 | Overhead Step Single Phase | TransformerUnit | _AGDevice_SUBTYPECD | 8 | _AGDevice_PHASEDESIGNATION | 4 | _AGDevice_CONSTRUCTIONTYPE | Overhead | _AGDevice_HIGHSIDECONFIGURATION | OY | fme_feature_type | ASSETGROUP | ASSETTYPE | ASSETGROUPDESC | ASSETTYPEDESC | _UNFEATURECLASS | _domainNetworkName
Electric | ElectricDevice | 38 | Medium Voltage Transformer | 786 | Overhead Step Single Phase | Electric | ElectricDevice | 38 | Medium Voltage Transformer | 786 | Overhead Step Single Phase | TransformerUnit | _AGDevice_SUBTYPECD | 8 | _AGDevice_PHASEDESIGNATION | 4 | _AGDevice_CONSTRUCTIONTYPE | Overhead | _AGDevice_HIGHSIDECONFIGURATION | LG | fme_feature_type | ASSETGROUP | ASSETTYPE | ASSETGROUPDESC | ASSETTYPEDESC | _UNFEATURECLASS | _domainNetworkName
Electric | ElectricDevice | 38 | Medium Voltage Transformer | 786 | Overhead Step Single Phase | Electric | ElectricDevice | 38 | Medium Voltage Transformer | 786 | Overhead Step Single Phase | TransformerUnit | _AGDevice_SUBTYPECD | 8 | _AGDevice_PHASEDESIGNATION | 3 | _AGDevice_CONSTRUCTIONTYPE | Overhead | _AGDevice_HIGHSIDECONFIGURATION | Y | fme_feature_type | ASSETGROUP | ASSETTYPE | ASSETGROUPDESC | ASSETTYPEDESC | _UNFEATURECLASS | _domainNetworkName
Electric | ElectricDevice | 38 | Medium Voltage Transformer | 786 | Overhead Step Single Phase | Electric | ElectricDevice | 38 | Medium Voltage Transformer | 786 | Overhead Step Single Phase | TransformerUnit | _AGDevice_SUBTYPECD | 8 | _AGDevice_PHASEDESIGNATION | 3 | _AGDevice_CONSTRUCTIONTYPE | Overhead | _AGDevice_HIGHSIDECONFIGURATION | OY | fme_feature_type | ASSETGROUP | ASSETTYPE | ASSETGROUPDESC | ASSETTYPEDESC | _UNFEATURECLASS | _domainNetworkName
Electric | ElectricDevice | 38 | Medium Voltage Transformer | 786 | Overhead Step Single Phase | Electric | ElectricDevice | 38 | Medium Voltage Transformer | 786 | Overhead Step Single Phase | TransformerUnit | _AGDevice_SUBTYPECD | 8 | _AGDevice_PHASEDESIGNATION | 3 | _AGDevice_CONSTRUCTIONTYPE | Overhead | _AGDevice_HIGHSIDECONFIGURATION | LG | fme_feature_type | ASSETGROUP | ASSETTYPE | ASSETGROUPDESC | ASSETTYPEDESC | _UNFEATURECLASS | _domainNetworkName
Electric | ElectricDevice | 38 | Medium Voltage Transformer | 786 | Overhead Step Single Phase | Electric | ElectricDevice | 38 | Medium Voltage Transformer | 786 | Overhead Step Single Phase | TransformerUnit | _AGDevice_SUBTYPECD | 8 | _AGDevice_PHASEDESIGNATION | 5 | _AGDevice_CONSTRUCTIONTYPE | Overhead | _AGDevice_HIGHSIDECONFIGURATION | Y | fme_feature_type | ASSETGROUP | ASSETTYPE | ASSETGROUPDESC | ASSETTYPEDESC | _UNFEATURECLASS | _domainNetworkName
Electric | ElectricDevice | 38 | Medium Voltage Transformer | 786 | Overhead Step Single Phase | Electric | ElectricDevice | 38 | Medium Voltage Transformer | 786 | Overhead Step Single Phase | TransformerUnit | _AGDevice_SUBTYPECD | 8 | _AGDevice_PHASEDESIGNATION | 5 | _AGDevice_CONSTRUCTIONTYPE | Overhead | _AGDevice_HIGHSIDECONFIGURATION | OY | fme_feature_type | ASSETGROUP | ASSETTYPE | ASSETGROUPDESC | ASSETTYPEDESC | _UNFEATURECLASS | _domainNetworkName
Electric | ElectricDevice | 38 | Medium Voltage Transformer | 786 | Overhead Step Single Phase | Electric | ElectricDevice | 38 | Medium Voltage Transformer | 786 | Overhead Step Single Phase | TransformerUnit | _AGDevice_SUBTYPECD | 8 | _AGDevice_PHASEDESIGNATION | 5 | _AGDevice_CONSTRUCTIONTYPE | Overhead | _AGDevice_HIGHSIDECONFIGURATION | LG | fme_feature_type | ASSETGROUP | ASSETTYPE | ASSETGROUPDESC | ASSETTYPEDESC | _UNFEATURECLASS | _domainNetworkName
Electric | ElectricDevice | 38 | Medium Voltage Transformer | 786 | Overhead Step Single Phase | Electric | ElectricDevice | 38 | Medium Voltage Transformer | 786 | Overhead Step Single Phase | TransformerUnit | _AGDevice_SUBTYPECD | 8 | _AGDevice_PHASEDESIGNATION | 6 | _AGDevice_CONSTRUCTIONTYPE | Overhead | _AGDevice_HIGHSIDECONFIGURATION | Y | fme_feature_type | ASSETGROUP | ASSETTYPE | ASSETGROUPDESC | ASSETTYPEDESC | _UNFEATURECLASS | _domainNetworkName
Electric | ElectricDevice | 38 | Medium Voltage Transformer | 786 | Overhead Step Single Phase | Electric | ElectricDevice | 38 | Medium Voltage Transformer | 786 | Overhead Step Single Phase | TransformerUnit | _AGDevice_SUBTYPECD | 8 | _AGDevice_PHASEDESIGNATION | 6 | _AGDevice_CONSTRUCTIONTYPE | Overhead | _AGDevice_HIGHSIDECONFIGURATION | OY | fme_feature_type | ASSETGROUP | ASSETTYPE | ASSETGROUPDESC | ASSETTYPEDESC | _UNFEATURECLASS | _domainNetworkName
Electric | ElectricDevice | 38 | Medium Voltage Transformer | 786 | Overhead Step Single Phase | Electric | ElectricDevice | 38 | Medium Voltage Transformer | 786 | Overhead Step Single Phase | TransformerUnit | _AGDevice_SUBTYPECD | 8 | _AGDevice_PHASEDESIGNATION | 6 | _AGDevice_CONSTRUCTIONTYPE | Overhead | _AGDevice_HIGHSIDECONFIGURATION | LG | fme_feature_type | ASSETGROUP | ASSETTYPE | ASSETGROUPDESC | ASSETTYPEDESC | _UNFEATURECLASS | _domainNetworkName
Electric | ElectricDevice | 38 | Medium Voltage Transformer | 786 | Overhead Step Single Phase | Electric | ElectricDevice | 38 | Medium Voltage Transformer | 786 | Overhead Step Single Phase | TransformerUnit | _AGDevice_SUBTYPECD | 8 | _AGDevice_PHASEDESIGNATION | 7 | _AGDevice_CONSTRUCTIONTYPE | Overhead | _AGDevice_HIGHSIDECONFIGURATION | Y | fme_feature_type | ASSETGROUP | ASSETTYPE | ASSETGROUPDESC | ASSETTYPEDESC | _UNFEATURECLASS | _domainNetworkName
Electric | ElectricDevice | 38 | Medium Voltage Transformer | 786 | Overhead Step Single Phase | Electric | ElectricDevice | 38 | Medium Voltage Transformer | 786 | Overhead Step Single Phase | TransformerUnit | _AGDevice_SUBTYPECD | 8 | _AGDevice_PHASEDESIGNATION | 7 | _AGDevice_CONSTRUCTIONTYPE | Overhead | _AGDevice_HIGHSIDECONFIGURATION | OY | fme_feature_type | ASSETGROUP | ASSETTYPE | ASSETGROUPDESC | ASSETTYPEDESC | _UNFEATURECLASS | _domainNetworkName
Electric | ElectricDevice | 38 | Medium Voltage Transformer | 786 | Overhead Step Single Phase | Electric | ElectricDevice | 38 | Medium Voltage Transformer | 786 | Overhead Step Single Phase | TransformerUnit | _AGDevice_SUBTYPECD | 8 | _AGDevice_PHASEDESIGNATION | 7 | _AGDevice_CONSTRUCTIONTYPE | Overhead | _AGDevice_HIGHSIDECONFIGURATION | LG | fme_feature_type | ASSETGROUP | ASSETTYPE | ASSETGROUPDESC | ASSETTYPEDESC | _UNFEATURECLASS | _domainNetworkName
Electric | ElectricDevice | 38 | Medium Voltage Transformer | 787 | Overhead Step Three Phase | Electric | ElectricDevice | 38 | Medium Voltage Transformer | 787 | Overhead Step Three Phase | [9 empty] | fme_feature_type | ASSETGROUP | ASSETTYPE | ASSETGROUPDESC | ASSETTYPEDESC | _UNFEATURECLASS | _domainNetworkName
Electric | ElectricDevice | 38 | Medium Voltage Transformer | 788 | Overhead Three Phase | Electric | ElectricDevice | 38 | Medium Voltage Transformer | 788 | Overhead Three Phase | [9 empty] | fme_feature_type | ASSETGROUP | ASSETTYPE | ASSETGROUPDESC | ASSETTYPEDESC | _UNFEATURECLASS | _domainNetworkName
Electric | ElectricDevice | 38 | Medium Voltage Transformer | 789 | Pad Mounted Single Phase | Electric | ElectricDevice | 38 | Medium Voltage Transformer | 789 | Pad Mounted Single Phase | TransformerUnit | _AGDevice_SUBTYPECD | 3 | _AGDevice_PHASEDESIGNATION | 1 |  |  |  |  | fme_feature_type | ASSETGROUP | ASSETTYPE | ASSETGROUPDESC | ASSETTYPEDESC | _UNFEATURECLASS | _domainNetworkName
Electric | ElectricDevice | 38 | Medium Voltage Transformer | 789 | Pad Mounted Single Phase | Electric | ElectricDevice | 38 | Medium Voltage Transformer | 789 | Pad Mounted Single Phase | TransformerUnit | _AGDevice_SUBTYPECD | 3 | _AGDevice_PHASEDESIGNATION | 2 |  |  |  |  | fme_feature_type | ASSETGROUP | ASSETTYPE | ASSETGROUPDESC | ASSETTYPEDESC | _UNFEATURECLASS | _domainNetworkName
Electric | ElectricDevice | 38 | Medium Voltage Transformer | 789 | Pad Mounted Single Phase | Electric | ElectricDevice | 38 | Medium Voltage Transformer | 789 | Pad Mounted Single Phase | TransformerUnit | _AGDevice_SUBTYPECD | 3 | _AGDevice_PHASEDESIGNATION | 4 |  |  |  |  | fme_feature_type | ASSETGROUP | ASSETTYPE | ASSETGROUPDESC | ASSETTYPEDESC | _UNFEATURECLASS | _domainNetworkName
Electric | ElectricDevice | 38 | Medium Voltage Transformer | 789 | Pad Mounted Single Phase | Electric | ElectricDevice | 38 | Medium Voltage Transformer | 789 | Pad Mounted Single Phase | TransformerUnit | _AGDevice_SUBTYPECD | 3 | _AGDevice_PHASEDESIGNATION | 3 |  |  |  |  | fme_feature_type | ASSETGROUP | ASSETTYPE | ASSETGROUPDESC | ASSETTYPEDESC | _UNFEATURECLASS | _domainNetworkName
Electric | ElectricDevice | 38 | Medium Voltage Transformer | 789 | Pad Mounted Single Phase | Electric | ElectricDevice | 38 | Medium Voltage Transformer | 789 | Pad Mounted Single Phase | TransformerUnit | _AGDevice_SUBTYPECD | 3 | _AGDevice_PHASEDESIGNATION | 5 |  |  |  |  | fme_feature_type | ASSETGROUP | ASSETTYPE | ASSETGROUPDESC | ASSETTYPEDESC | _UNFEATURECLASS | _domainNetworkName
Electric | ElectricDevice | 38 | Medium Voltage Transformer | 789 | Pad Mounted Single Phase | Electric | ElectricDevice | 38 | Medium Voltage Transformer | 789 | Pad Mounted Single Phase | TransformerUnit | _AGDevice_SUBTYPECD | 3 | _AGDevice_PHASEDESIGNATION | 6 |  |  |  |  | fme_feature_type | ASSETGROUP | ASSETTYPE | ASSETGROUPDESC | ASSETTYPEDESC | _UNFEATURECLASS | _domainNetworkName
Electric | ElectricDevice | 38 | Medium Voltage Transformer | 790 | Pad Mounted Step Single Phase | Electric | ElectricDevice | 38 | Medium Voltage Transformer | 790 | Pad Mounted Step Single Phase | TransformerUnit | _AGDevice_SUBTYPECD | 8 | _AGDevice_PHASEDESIGNATION | 1 | _AGDevice_CONSTRUCTIONTYPE | Underground | _AGDevice_HIGHSIDECONFIGURATION | D | fme_feature_type | ASSETGROUP | ASSETTYPE | ASSETGROUPDESC | ASSETTYPEDESC | _UNFEATURECLASS | _domainNetworkName
Electric | ElectricDevice | 38 | Medium Voltage Transformer | 790 | Pad Mounted Step Single Phase | Electric | ElectricDevice | 38 | Medium Voltage Transformer | 790 | Pad Mounted Step Single Phase | TransformerUnit | _AGDevice_SUBTYPECD | 8 | _AGDevice_PHASEDESIGNATION | 1 | _AGDevice_CONSTRUCTIONTYPE | Underground | _AGDevice_HIGHSIDECONFIGURATION | OD | fme_feature_type | ASSETGROUP | ASSETTYPE | ASSETGROUPDESC | ASSETTYPEDESC | _UNFEATURECLASS | _domainNetworkName
Electric | ElectricDevice | 38 | Medium Voltage Transformer | 790 | Pad Mounted Step Single Phase | Electric | ElectricDevice | 38 | Medium Voltage Transformer | 790 | Pad Mounted Step Single Phase | TransformerUnit | _AGDevice_SUBTYPECD | 8 | _AGDevice_PHASEDESIGNATION | 1 | _AGDevice_CONSTRUCTIONTYPE | Underground | _AGDevice_HIGHSIDECONFIGURATION | LL | fme_feature_type | ASSETGROUP | ASSETTYPE | ASSETGROUPDESC | ASSETTYPEDESC | _UNFEATURECLASS | _domainNetworkName
Electric | ElectricDevice | 38 | Medium Voltage Transformer | 790 | Pad Mounted Step Single Phase | Electric | ElectricDevice | 38 | Medium Voltage Transformer | 790 | Pad Mounted Step Single Phase | TransformerUnit | _AGDevice_SUBTYPECD | 8 | _AGDevice_PHASEDESIGNATION | 2 | _AGDevice_CONSTRUCTIONTYPE | Underground | _AGDevice_HIGHSIDECONFIGURATION | D | fme_feature_type | ASSETGROUP | ASSETTYPE | ASSETGROUPDESC | ASSETTYPEDESC | _UNFEATURECLASS | _domainNetworkName
Electric | ElectricDevice | 38 | Medium Voltage Transformer | 790 | Pad Mounted Step Single Phase | Electric | ElectricDevice | 38 | Medium Voltage Transformer | 790 | Pad Mounted Step Single Phase | TransformerUnit | _AGDevice_SUBTYPECD | 8 | _AGDevice_PHASEDESIGNATION | 2 | _AGDevice_CONSTRUCTIONTYPE | Underground | _AGDevice_HIGHSIDECONFIGURATION | OD | fme_feature_type | ASSETGROUP | ASSETTYPE | ASSETGROUPDESC | ASSETTYPEDESC | _UNFEATURECLASS | _domainNetworkName
Electric | ElectricDevice | 38 | Medium Voltage Transformer | 790 | Pad Mounted Step Single Phase | Electric | ElectricDevice | 38 | Medium Voltage Transformer | 790 | Pad Mounted Step Single Phase | TransformerUnit | _AGDevice_SUBTYPECD | 8 | _AGDevice_PHASEDESIGNATION | 2 | _AGDevice_CONSTRUCTIONTYPE | Underground | _AGDevice_HIGHSIDECONFIGURATION | LL | fme_feature_type | ASSETGROUP | ASSETTYPE | ASSETGROUPDESC | ASSETTYPEDESC | _UNFEATURECLASS | _domainNetworkName
Electric | ElectricDevice | 38 | Medium Voltage Transformer | 790 | Pad Mounted Step Single Phase | Electric | ElectricDevice | 38 | Medium Voltage Transformer | 790 | Pad Mounted Step Single Phase | TransformerUnit | _AGDevice_SUBTYPECD | 8 | _AGDevice_PHASEDESIGNATION | 4 | _AGDevice_CONSTRUCTIONTYPE | Underground | _AGDevice_HIGHSIDECONFIGURATION | D | fme_feature_type | ASSETGROUP | ASSETTYPE | ASSETGROUPDESC | ASSETTYPEDESC | _UNFEATURECLASS | _domainNetworkName
Electric | ElectricDevice | 38 | Medium Voltage Transformer | 790 | Pad Mounted Step Single Phase | Electric | ElectricDevice | 38 | Medium Voltage Transformer | 790 | Pad Mounted Step Single Phase | TransformerUnit | _AGDevice_SUBTYPECD | 8 | _AGDevice_PHASEDESIGNATION | 4 | _AGDevice_CONSTRUCTIONTYPE | Underground | _AGDevice_HIGHSIDECONFIGURATION | OD | fme_feature_type | ASSETGROUP | ASSETTYPE | ASSETGROUPDESC | ASSETTYPEDESC | _UNFEATURECLASS | _domainNetworkName
Electric | ElectricDevice | 38 | Medium Voltage Transformer | 790 | Pad Mounted Step Single Phase | Electric | ElectricDevice | 38 | Medium Voltage Transformer | 790 | Pad Mounted Step Single Phase | TransformerUnit | _AGDevice_SUBTYPECD | 8 | _AGDevice_PHASEDESIGNATION | 4 | _AGDevice_CONSTRUCTIONTYPE | Underground | _AGDevice_HIGHSIDECONFIGURATION | LL | fme_feature_type | ASSETGROUP | ASSETTYPE | ASSETGROUPDESC | ASSETTYPEDESC | _UNFEATURECLASS | _domainNetworkName
Electric | ElectricDevice | 38 | Medium Voltage Transformer | 790 | Pad Mounted Step Single Phase | Electric | ElectricDevice | 38 | Medium Voltage Transformer | 790 | Pad Mounted Step Single Phase | TransformerUnit | _AGDevice_SUBTYPECD | 8 | _AGDevice_PHASEDESIGNATION | 3 | _AGDevice_CONSTRUCTIONTYPE | Underground | _AGDevice_HIGHSIDECONFIGURATION | D | fme_feature_type | ASSETGROUP | ASSETTYPE | ASSETGROUPDESC | ASSETTYPEDESC | _UNFEATURECLASS | _domainNetworkName
Electric | ElectricDevice | 38 | Medium Voltage Transformer | 790 | Pad Mounted Step Single Phase | Electric | ElectricDevice | 38 | Medium Voltage Transformer | 790 | Pad Mounted Step Single Phase | TransformerUnit | _AGDevice_SUBTYPECD | 8 | _AGDevice_PHASEDESIGNATION | 3 | _AGDevice_CONSTRUCTIONTYPE | Underground | _AGDevice_HIGHSIDECONFIGURATION | OD | fme_feature_type | ASSETGROUP | ASSETTYPE | ASSETGROUPDESC | ASSETTYPEDESC | _UNFEATURECLASS | _domainNetworkName
Electric | ElectricDevice | 38 | Medium Voltage Transformer | 790 | Pad Mounted Step Single Phase | Electric | ElectricDevice | 38 | Medium Voltage Transformer | 790 | Pad Mounted Step Single Phase | TransformerUnit | _AGDevice_SUBTYPECD | 8 | _AGDevice_PHASEDESIGNATION | 3 | _AGDevice_CONSTRUCTIONTYPE | Underground | _AGDevice_HIGHSIDECONFIGURATION | LL | fme_feature_type | ASSETGROUP | ASSETTYPE | ASSETGROUPDESC | ASSETTYPEDESC | _UNFEATURECLASS | _domainNetworkName
Electric | ElectricDevice | 38 | Medium Voltage Transformer | 790 | Pad Mounted Step Single Phase | Electric | ElectricDevice | 38 | Medium Voltage Transformer | 790 | Pad Mounted Step Single Phase | TransformerUnit | _AGDevice_SUBTYPECD | 8 | _AGDevice_PHASEDESIGNATION | 5 | _AGDevice_CONSTRUCTIONTYPE | Underground | _AGDevice_HIGHSIDECONFIGURATION | D | fme_feature_type | ASSETGROUP | ASSETTYPE | ASSETGROUPDESC | ASSETTYPEDESC | _UNFEATURECLASS | _domainNetworkName
Electric | ElectricDevice | 38 | Medium Voltage Transformer | 790 | Pad Mounted Step Single Phase | Electric | ElectricDevice | 38 | Medium Voltage Transformer | 790 | Pad Mounted Step Single Phase | TransformerUnit | _AGDevice_SUBTYPECD | 8 | _AGDevice_PHASEDESIGNATION | 5 | _AGDevice_CONSTRUCTIONTYPE | Underground | _AGDevice_HIGHSIDECONFIGURATION | OD | fme_feature_type | ASSETGROUP | ASSETTYPE | ASSETGROUPDESC | ASSETTYPEDESC | _UNFEATURECLASS | _domainNetworkName
Electric | ElectricDevice | 38 | Medium Voltage Transformer | 790 | Pad Mounted Step Single Phase | Electric | ElectricDevice | 38 | Medium Voltage Transformer | 790 | Pad Mounted Step Single Phase | TransformerUnit | _AGDevice_SUBTYPECD | 8 | _AGDevice_PHASEDESIGNATION | 5 | _AGDevice_CONSTRUCTIONTYPE | Underground | _AGDevice_HIGHSIDECONFIGURATION | LL | fme_feature_type | ASSETGROUP | ASSETTYPE | ASSETGROUPDESC | ASSETTYPEDESC | _UNFEATURECLASS | _domainNetworkName
Electric | ElectricDevice | 38 | Medium Voltage Transformer | 790 | Pad Mounted Step Single Phase | Electric | ElectricDevice | 38 | Medium Voltage Transformer | 790 | Pad Mounted Step Single Phase | TransformerUnit | _AGDevice_SUBTYPECD | 8 | _AGDevice_PHASEDESIGNATION | 6 | _AGDevice_CONSTRUCTIONTYPE | Underground | _AGDevice_HIGHSIDECONFIGURATION | D | fme_feature_type | ASSETGROUP | ASSETTYPE | ASSETGROUPDESC | ASSETTYPEDESC | _UNFEATURECLASS | _domainNetworkName
Electric | ElectricDevice | 38 | Medium Voltage Transformer | 790 | Pad Mounted Step Single Phase | Electric | ElectricDevice | 38 | Medium Voltage Transformer | 790 | Pad Mounted Step Single Phase | TransformerUnit | _AGDevice_SUBTYPECD | 8 | _AGDevice_PHASEDESIGNATION | 6 | _AGDevice_CONSTRUCTIONTYPE | Underground | _AGDevice_HIGHSIDECONFIGURATION | OD | fme_feature_type | ASSETGROUP | ASSETTYPE | ASSETGROUPDESC | ASSETTYPEDESC | _UNFEATURECLASS | _domainNetworkName
Electric | ElectricDevice | 38 | Medium Voltage Transformer | 790 | Pad Mounted Step Single Phase | Electric | ElectricDevice | 38 | Medium Voltage Transformer | 790 | Pad Mounted Step Single Phase | TransformerUnit | _AGDevice_SUBTYPECD | 8 | _AGDevice_PHASEDESIGNATION | 6 | _AGDevice_CONSTRUCTIONTYPE | Underground | _AGDevice_HIGHSIDECONFIGURATION | LL | fme_feature_type | ASSETGROUP | ASSETTYPE | ASSETGROUPDESC | ASSETTYPEDESC | _UNFEATURECLASS | _domainNetworkName
Electric | ElectricDevice | 38 | Medium Voltage Transformer | 790 | Pad Mounted Step Single Phase | Electric | ElectricDevice | 38 | Medium Voltage Transformer | 790 | Pad Mounted Step Single Phase | TransformerUnit | _AGDevice_SUBTYPECD | 8 | _AGDevice_PHASEDESIGNATION | 1 | _AGDevice_CONSTRUCTIONTYPE | Underground | _AGDevice_HIGHSIDECONFIGURATION | Y | fme_feature_type | ASSETGROUP | ASSETTYPE | ASSETGROUPDESC | ASSETTYPEDESC | _UNFEATURECLASS | _domainNetworkName
Electric | ElectricDevice | 38 | Medium Voltage Transformer | 790 | Pad Mounted Step Single Phase | Electric | ElectricDevice | 38 | Medium Voltage Transformer | 790 | Pad Mounted Step Single Phase | TransformerUnit | _AGDevice_SUBTYPECD | 8 | _AGDevice_PHASEDESIGNATION | 1 | _AGDevice_CONSTRUCTIONTYPE | Underground | _AGDevice_HIGHSIDECONFIGURATION | OY | fme_feature_type | ASSETGROUP | ASSETTYPE | ASSETGROUPDESC | ASSETTYPEDESC | _UNFEATURECLASS | _domainNetworkName
Electric | ElectricDevice | 38 | Medium Voltage Transformer | 790 | Pad Mounted Step Single Phase | Electric | ElectricDevice | 38 | Medium Voltage Transformer | 790 | Pad Mounted Step Single Phase | TransformerUnit | _AGDevice_SUBTYPECD | 8 | _AGDevice_PHASEDESIGNATION | 1 | _AGDevice_CONSTRUCTIONTYPE | Underground | _AGDevice_HIGHSIDECONFIGURATION | LG | fme_feature_type | ASSETGROUP | ASSETTYPE | ASSETGROUPDESC | ASSETTYPEDESC | _UNFEATURECLASS | _domainNetworkName
Electric | ElectricDevice | 38 | Medium Voltage Transformer | 790 | Pad Mounted Step Single Phase | Electric | ElectricDevice | 38 | Medium Voltage Transformer | 790 | Pad Mounted Step Single Phase | TransformerUnit | _AGDevice_SUBTYPECD | 8 | _AGDevice_PHASEDESIGNATION | 2 | _AGDevice_CONSTRUCTIONTYPE | Underground | _AGDevice_HIGHSIDECONFIGURATION | Y | fme_feature_type | ASSETGROUP | ASSETTYPE | ASSETGROUPDESC | ASSETTYPEDESC | _UNFEATURECLASS | _domainNetworkName
Electric | ElectricDevice | 38 | Medium Voltage Transformer | 790 | Pad Mounted Step Single Phase | Electric | ElectricDevice | 38 | Medium Voltage Transformer | 790 | Pad Mounted Step Single Phase | TransformerUnit | _AGDevice_SUBTYPECD | 8 | _AGDevice_PHASEDESIGNATION | 2 | _AGDevice_CONSTRUCTIONTYPE | Underground | _AGDevice_HIGHSIDECONFIGURATION | OY | fme_feature_type | ASSETGROUP | ASSETTYPE | ASSETGROUPDESC | ASSETTYPEDESC | _UNFEATURECLASS | _domainNetworkName
Electric | ElectricDevice | 38 | Medium Voltage Transformer | 790 | Pad Mounted Step Single Phase | Electric | ElectricDevice | 38 | Medium Voltage Transformer | 790 | Pad Mounted Step Single Phase | TransformerUnit | _AGDevice_SUBTYPECD | 8 | _AGDevice_PHASEDESIGNATION | 2 | _AGDevice_CONSTRUCTIONTYPE | Underground | _AGDevice_HIGHSIDECONFIGURATION | LG | fme_feature_type | ASSETGROUP | ASSETTYPE | ASSETGROUPDESC | ASSETTYPEDESC | _UNFEATURECLASS | _domainNetworkName
Electric | ElectricDevice | 38 | Medium Voltage Transformer | 790 | Pad Mounted Step Single Phase | Electric | ElectricDevice | 38 | Medium Voltage Transformer | 790 | Pad Mounted Step Single Phase | TransformerUnit | _AGDevice_SUBTYPECD | 8 | _AGDevice_PHASEDESIGNATION | 4 | _AGDevice_CONSTRUCTIONTYPE | Underground | _AGDevice_HIGHSIDECONFIGURATION | Y | fme_feature_type | ASSETGROUP | ASSETTYPE | ASSETGROUPDESC | ASSETTYPEDESC | _UNFEATURECLASS | _domainNetworkName
Electric | ElectricDevice | 38 | Medium Voltage Transformer | 790 | Pad Mounted Step Single Phase | Electric | ElectricDevice | 38 | Medium Voltage Transformer | 790 | Pad Mounted Step Single Phase | TransformerUnit | _AGDevice_SUBTYPECD | 8 | _AGDevice_PHASEDESIGNATION | 4 | _AGDevice_CONSTRUCTIONTYPE | Underground | _AGDevice_HIGHSIDECONFIGURATION | OY | fme_feature_type | ASSETGROUP | ASSETTYPE | ASSETGROUPDESC | ASSETTYPEDESC | _UNFEATURECLASS | _domainNetworkName
Electric | ElectricDevice | 38 | Medium Voltage Transformer | 790 | Pad Mounted Step Single Phase | Electric | ElectricDevice | 38 | Medium Voltage Transformer | 790 | Pad Mounted Step Single Phase | TransformerUnit | _AGDevice_SUBTYPECD | 8 | _AGDevice_PHASEDESIGNATION | 4 | _AGDevice_CONSTRUCTIONTYPE | Underground | _AGDevice_HIGHSIDECONFIGURATION | LG | fme_feature_type | ASSETGROUP | ASSETTYPE | ASSETGROUPDESC | ASSETTYPEDESC | _UNFEATURECLASS | _domainNetworkName
Electric | ElectricDevice | 38 | Medium Voltage Transformer | 790 | Pad Mounted Step Single Phase | Electric | ElectricDevice | 38 | Medium Voltage Transformer | 790 | Pad Mounted Step Single Phase | TransformerUnit | _AGDevice_SUBTYPECD | 8 | _AGDevice_PHASEDESIGNATION | 3 | _AGDevice_CONSTRUCTIONTYPE | Underground | _AGDevice_HIGHSIDECONFIGURATION | Y | fme_feature_type | ASSETGROUP | ASSETTYPE | ASSETGROUPDESC | ASSETTYPEDESC | _UNFEATURECLASS | _domainNetworkName
Electric | ElectricDevice | 38 | Medium Voltage Transformer | 790 | Pad Mounted Step Single Phase | Electric | ElectricDevice | 38 | Medium Voltage Transformer | 790 | Pad Mounted Step Single Phase | TransformerUnit | _AGDevice_SUBTYPECD | 8 | _AGDevice_PHASEDESIGNATION | 3 | _AGDevice_CONSTRUCTIONTYPE | Underground | _AGDevice_HIGHSIDECONFIGURATION | OY | fme_feature_type | ASSETGROUP | ASSETTYPE | ASSETGROUPDESC | ASSETTYPEDESC | _UNFEATURECLASS | _domainNetworkName
Electric | ElectricDevice | 38 | Medium Voltage Transformer | 790 | Pad Mounted Step Single Phase | Electric | ElectricDevice | 38 | Medium Voltage Transformer | 790 | Pad Mounted Step Single Phase | TransformerUnit | _AGDevice_SUBTYPECD | 8 | _AGDevice_PHASEDESIGNATION | 3 | _AGDevice_CONSTRUCTIONTYPE | Underground | _AGDevice_HIGHSIDECONFIGURATION | LG | fme_feature_type | ASSETGROUP | ASSETTYPE | ASSETGROUPDESC | ASSETTYPEDESC | _UNFEATURECLASS | _domainNetworkName
Electric | ElectricDevice | 38 | Medium Voltage Transformer | 790 | Pad Mounted Step Single Phase | Electric | ElectricDevice | 38 | Medium Voltage Transformer | 790 | Pad Mounted Step Single Phase | TransformerUnit | _AGDevice_SUBTYPECD | 8 | _AGDevice_PHASEDESIGNATION | 5 | _AGDevice_CONSTRUCTIONTYPE | Underground | _AGDevice_HIGHSIDECONFIGURATION | Y | fme_feature_type | ASSETGROUP | ASSETTYPE | ASSETGROUPDESC | ASSETTYPEDESC | _UNFEATURECLASS | _domainNetworkName
Electric | ElectricDevice | 38 | Medium Voltage Transformer | 790 | Pad Mounted Step Single Phase | Electric | ElectricDevice | 38 | Medium Voltage Transformer | 790 | Pad Mounted Step Single Phase | TransformerUnit | _AGDevice_SUBTYPECD | 8 | _AGDevice_PHASEDESIGNATION | 5 | _AGDevice_CONSTRUCTIONTYPE | Underground | _AGDevice_HIGHSIDECONFIGURATION | OY | fme_feature_type | ASSETGROUP | ASSETTYPE | ASSETGROUPDESC | ASSETTYPEDESC | _UNFEATURECLASS | _domainNetworkName
Electric | ElectricDevice | 38 | Medium Voltage Transformer | 790 | Pad Mounted Step Single Phase | Electric | ElectricDevice | 38 | Medium Voltage Transformer | 790 | Pad Mounted Step Single Phase | TransformerUnit | _AGDevice_SUBTYPECD | 8 | _AGDevice_PHASEDESIGNATION | 5 | _AGDevice_CONSTRUCTIONTYPE | Underground | _AGDevice_HIGHSIDECONFIGURATION | LG | fme_feature_type | ASSETGROUP | ASSETTYPE | ASSETGROUPDESC | ASSETTYPEDESC | _UNFEATURECLASS | _domainNetworkName
Electric | ElectricDevice | 38 | Medium Voltage Transformer | 790 | Pad Mounted Step Single Phase | Electric | ElectricDevice | 38 | Medium Voltage Transformer | 790 | Pad Mounted Step Single Phase | TransformerUnit | _AGDevice_SUBTYPECD | 8 | _AGDevice_PHASEDESIGNATION | 6 | _AGDevice_CONSTRUCTIONTYPE | Underground | _AGDevice_HIGHSIDECONFIGURATION | Y | fme_feature_type | ASSETGROUP | ASSETTYPE | ASSETGROUPDESC | ASSETTYPEDESC | _UNFEATURECLASS | _domainNetworkName
Electric | ElectricDevice | 38 | Medium Voltage Transformer | 790 | Pad Mounted Step Single Phase | Electric | ElectricDevice | 38 | Medium Voltage Transformer | 790 | Pad Mounted Step Single Phase | TransformerUnit | _AGDevice_SUBTYPECD | 8 | _AGDevice_PHASEDESIGNATION | 6 | _AGDevice_CONSTRUCTIONTYPE | Underground | _AGDevice_HIGHSIDECONFIGURATION | OY | fme_feature_type | ASSETGROUP | ASSETTYPE | ASSETGROUPDESC | ASSETTYPEDESC | _UNFEATURECLASS | _domainNetworkName
Electric | ElectricDevice | 38 | Medium Voltage Transformer | 790 | Pad Mounted Step Single Phase | Electric | ElectricDevice | 38 | Medium Voltage Transformer | 790 | Pad Mounted Step Single Phase | TransformerUnit | _AGDevice_SUBTYPECD | 8 | _AGDevice_PHASEDESIGNATION | 6 | _AGDevice_CONSTRUCTIONTYPE | Underground | _AGDevice_HIGHSIDECONFIGURATION | LG | fme_feature_type | ASSETGROUP | ASSETTYPE | ASSETGROUPDESC | ASSETTYPEDESC | _UNFEATURECLASS | _domainNetworkName
Electric | ElectricDevice | 38 | Medium Voltage Transformer | 791 | Pad Mounted Step Three Phase | Electric | ElectricDevice | 38 | Medium Voltage Transformer | 791 | Pad Mounted Step Three Phase | TransformerUnit | _AGDevice_SUBTYPECD | 8 | _AGDevice_PHASEDESIGNATION | 7 | _AGDevice_CONSTRUCTIONTYPE | Underground | _AGDevice_HIGHSIDECONFIGURATION | D | fme_feature_type | ASSETGROUP | ASSETTYPE | ASSETGROUPDESC | ASSETTYPEDESC | _UNFEATURECLASS | _domainNetworkName
Electric | ElectricDevice | 38 | Medium Voltage Transformer | 791 | Pad Mounted Step Three Phase | Electric | ElectricDevice | 38 | Medium Voltage Transformer | 791 | Pad Mounted Step Three Phase | TransformerUnit | _AGDevice_SUBTYPECD | 8 | _AGDevice_PHASEDESIGNATION | 7 | _AGDevice_CONSTRUCTIONTYPE | Underground | _AGDevice_HIGHSIDECONFIGURATION | OD | fme_feature_type | ASSETGROUP | ASSETTYPE | ASSETGROUPDESC | ASSETTYPEDESC | _UNFEATURECLASS | _domainNetworkName
Electric | ElectricDevice | 38 | Medium Voltage Transformer | 791 | Pad Mounted Step Three Phase | Electric | ElectricDevice | 38 | Medium Voltage Transformer | 791 | Pad Mounted Step Three Phase | TransformerUnit | _AGDevice_SUBTYPECD | 8 | _AGDevice_PHASEDESIGNATION | 7 | _AGDevice_CONSTRUCTIONTYPE | Underground | _AGDevice_HIGHSIDECONFIGURATION | LL | fme_feature_type | ASSETGROUP | ASSETTYPE | ASSETGROUPDESC | ASSETTYPEDESC | _UNFEATURECLASS | _domainNetworkName
Electric | ElectricDevice | 38 | Medium Voltage Transformer | 791 | Pad Mounted Step Three Phase | Electric | ElectricDevice | 38 | Medium Voltage Transformer | 791 | Pad Mounted Step Three Phase | TransformerUnit | _AGDevice_SUBTYPECD | 8 | _AGDevice_PHASEDESIGNATION | 7 | _AGDevice_CONSTRUCTIONTYPE | Underground | _AGDevice_HIGHSIDECONFIGURATION | Y | fme_feature_type | ASSETGROUP | ASSETTYPE | ASSETGROUPDESC | ASSETTYPEDESC | _UNFEATURECLASS | _domainNetworkName
Electric | ElectricDevice | 38 | Medium Voltage Transformer | 791 | Pad Mounted Step Three Phase | Electric | ElectricDevice | 38 | Medium Voltage Transformer | 791 | Pad Mounted Step Three Phase | TransformerUnit | _AGDevice_SUBTYPECD | 8 | _AGDevice_PHASEDESIGNATION | 7 | _AGDevice_CONSTRUCTIONTYPE | Underground | _AGDevice_HIGHSIDECONFIGURATION | OY | fme_feature_type | ASSETGROUP | ASSETTYPE | ASSETGROUPDESC | ASSETTYPEDESC | _UNFEATURECLASS | _domainNetworkName
Electric | ElectricDevice | 38 | Medium Voltage Transformer | 791 | Pad Mounted Step Three Phase | Electric | ElectricDevice | 38 | Medium Voltage Transformer | 791 | Pad Mounted Step Three Phase | TransformerUnit | _AGDevice_SUBTYPECD | 8 | _AGDevice_PHASEDESIGNATION | 7 | _AGDevice_CONSTRUCTIONTYPE | Underground | _AGDevice_HIGHSIDECONFIGURATION | LG | fme_feature_type | ASSETGROUP | ASSETTYPE | ASSETGROUPDESC | ASSETTYPEDESC | _UNFEATURECLASS | _domainNetworkName
Electric | ElectricDevice | 38 | Medium Voltage Transformer | 792 | Pad Mounted Three Phase | Electric | ElectricDevice | 38 | Medium Voltage Transformer | 792 | Pad Mounted Three Phase | TransformerUnit | _AGDevice_SUBTYPECD | 7 | _AGDevice_PHASEDESIGNATION | 7 | _AGDevice_CONSTRUCTIONTYPE | Underground | _AGDevice_HIGHSIDECONFIGURATION | D | fme_feature_type | ASSETGROUP | ASSETTYPE | ASSETGROUPDESC | ASSETTYPEDESC | _UNFEATURECLASS | _domainNetworkName
Electric | ElectricDevice | 38 | Medium Voltage Transformer | 792 | Pad Mounted Three Phase | Electric | ElectricDevice | 38 | Medium Voltage Transformer | 792 | Pad Mounted Three Phase | TransformerUnit | _AGDevice_SUBTYPECD | 7 | _AGDevice_PHASEDESIGNATION | 7 | _AGDevice_CONSTRUCTIONTYPE | Underground | _AGDevice_HIGHSIDECONFIGURATION | OD | fme_feature_type | ASSETGROUP | ASSETTYPE | ASSETGROUPDESC | ASSETTYPEDESC | _UNFEATURECLASS | _domainNetworkName
Electric | ElectricDevice | 38 | Medium Voltage Transformer | 792 | Pad Mounted Three Phase | Electric | ElectricDevice | 38 | Medium Voltage Transformer | 792 | Pad Mounted Three Phase | TransformerUnit | _AGDevice_SUBTYPECD | 7 | _AGDevice_PHASEDESIGNATION | 7 | _AGDevice_CONSTRUCTIONTYPE | Underground | _AGDevice_HIGHSIDECONFIGURATION | LL | fme_feature_type | ASSETGROUP | ASSETTYPE | ASSETGROUPDESC | ASSETTYPEDESC | _UNFEATURECLASS | _domainNetworkName
Electric | ElectricDevice | 38 | Medium Voltage Transformer | 792 | Pad Mounted Three Phase | Electric | ElectricDevice | 38 | Medium Voltage Transformer | 792 | Pad Mounted Three Phase | TransformerUnit | _AGDevice_SUBTYPECD | 7 | _AGDevice_PHASEDESIGNATION | 7 | _AGDevice_CONSTRUCTIONTYPE | Underground | _AGDevice_HIGHSIDECONFIGURATION | Y | fme_feature_type | ASSETGROUP | ASSETTYPE | ASSETGROUPDESC | ASSETTYPEDESC | _UNFEATURECLASS | _domainNetworkName
Electric | ElectricDevice | 38 | Medium Voltage Transformer | 792 | Pad Mounted Three Phase | Electric | ElectricDevice | 38 | Medium Voltage Transformer | 792 | Pad Mounted Three Phase | TransformerUnit | _AGDevice_SUBTYPECD | 7 | _AGDevice_PHASEDESIGNATION | 7 | _AGDevice_CONSTRUCTIONTYPE | Underground | _AGDevice_HIGHSIDECONFIGURATION | OY | fme_feature_type | ASSETGROUP | ASSETTYPE | ASSETGROUPDESC | ASSETTYPEDESC | _UNFEATURECLASS | _domainNetworkName
Electric | ElectricDevice | 38 | Medium Voltage Transformer | 792 | Pad Mounted Three Phase | Electric | ElectricDevice | 38 | Medium Voltage Transformer | 792 | Pad Mounted Three Phase | TransformerUnit | _AGDevice_SUBTYPECD | 7 | _AGDevice_PHASEDESIGNATION | 7 | _AGDevice_CONSTRUCTIONTYPE | Underground | _AGDevice_HIGHSIDECONFIGURATION | LG | fme_feature_type | ASSETGROUP | ASSETTYPE | ASSETGROUPDESC | ASSETTYPEDESC | _UNFEATURECLASS | _domainNetworkName
Electric | ElectricDevice | 38 | Medium Voltage Transformer | 793 | Subsurface Single Phase | Electric | ElectricDevice | 38 | Medium Voltage Transformer | 793 | Subsurface Single Phase | [9 empty] | fme_feature_type | ASSETGROUP | ASSETTYPE | ASSETGROUPDESC | ASSETTYPEDESC | _UNFEATURECLASS | _domainNetworkName
Electric | ElectricDevice | 38 | Medium Voltage Transformer | 794 | Subsurface Three Phase | Electric | ElectricDevice | 38 | Medium Voltage Transformer | 794 | Subsurface Three Phase | [9 empty] | fme_feature_type | ASSETGROUP | ASSETTYPE | ASSETGROUPDESC | ASSETTYPEDESC | _UNFEATURECLASS | _domainNetworkName
Electric | ElectricDevice | 38 | Medium Voltage Transformer | 795 | Overhead Three Phase Open Delta | Electric | ElectricDevice | 38 | Medium Voltage Transformer | 795 | Overhead Three Phase Open Delta | [9 empty] | fme_feature_type | ASSETGROUP | ASSETTYPE | ASSETGROUPDESC | ASSETTYPEDESC | _UNFEATURECLASS | _domainNetworkName
Electric | ElectricDevice | 38 | Medium Voltage Transformer | 796 | Overhead Three Phase Open Wye | Electric | ElectricDevice | 38 | Medium Voltage Transformer | 796 | Overhead Three Phase Open Wye | [9 empty] | fme_feature_type | ASSETGROUP | ASSETTYPE | ASSETGROUPDESC | ASSETTYPEDESC | _UNFEATURECLASS | _domainNetworkName
Electric | ElectricDevice | 38 | Medium Voltage Transformer | 797 | Pad Mounted Three Phase Open Delta | Electric | ElectricDevice | 38 | Medium Voltage Transformer | 797 | Pad Mounted Three Phase Open Delta | [9 empty] | fme_feature_type | ASSETGROUP | ASSETTYPE | ASSETGROUPDESC | ASSETTYPEDESC | _UNFEATURECLASS | _domainNetworkName
Electric | ElectricDevice | 38 | Medium Voltage Transformer | 798 | Pad Mounted Three Phase Open Wye | Electric | ElectricDevice | 38 | Medium Voltage Transformer | 798 | Pad Mounted Three Phase Open Wye | [9 empty] | fme_feature_type | ASSETGROUP | ASSETTYPE | ASSETGROUPDESC | ASSETTYPEDESC | _UNFEATURECLASS | _domainNetworkName
[6 empty] | Electric | ElectricDevice | 38 | Medium Voltage Transformer | 799 | Pad Mounted Step Two Phase | [9 empty] | fme_feature_type | ASSETGROUP | ASSETTYPE | ASSETGROUPDESC | ASSETTYPEDESC | _UNFEATURECLASS | _domainNetworkName
Electric | ElectricJunction | 0 | Unknown | 0 | Unknown | Electric | ElectricJunction | 0 | Unknown | 0 | Unknown | [9 empty] | fme_feature_type | ASSETGROUP | ASSETTYPE | ASSETGROUPDESC | ASSETTYPEDESC | _UNFEATURECLASS | _domainNetworkName
Electric | ElectricJunction | 1 | High Voltage Attachment | 0 | Unknown | Electric | ElectricJunction | 1 | High Voltage Attachment | 0 | Unknown | [9 empty] | fme_feature_type | ASSETGROUP | ASSETTYPE | ASSETGROUPDESC | ASSETTYPEDESC | _UNFEATURECLASS | _domainNetworkName
Electric | ElectricJunction | 1 | High Voltage Attachment | 1 | AC Overhead | Electric | ElectricJunction | 1 | High Voltage Attachment | 1 | AC Overhead | [9 empty] | fme_feature_type | ASSETGROUP | ASSETTYPE | ASSETGROUPDESC | ASSETTYPEDESC | _UNFEATURECLASS | _domainNetworkName
Electric | ElectricJunction | 1 | High Voltage Attachment | 2 | AC Underground | Electric | ElectricJunction | 1 | High Voltage Attachment | 2 | AC Underground | [9 empty] | fme_feature_type | ASSETGROUP | ASSETTYPE | ASSETGROUPDESC | ASSETTYPEDESC | _UNFEATURECLASS | _domainNetworkName
Electric | ElectricJunction | 1 | High Voltage Attachment | 3 | DC Overhead | Electric | ElectricJunction | 1 | High Voltage Attachment | 3 | DC Overhead | [9 empty] | fme_feature_type | ASSETGROUP | ASSETTYPE | ASSETGROUPDESC | ASSETTYPEDESC | _UNFEATURECLASS | _domainNetworkName
Electric | ElectricJunction | 1 | High Voltage Attachment | 4 | DC Underground | Electric | ElectricJunction | 1 | High Voltage Attachment | 4 | DC Underground | [9 empty] | fme_feature_type | ASSETGROUP | ASSETTYPE | ASSETGROUPDESC | ASSETTYPEDESC | _UNFEATURECLASS | _domainNetworkName
Electric | ElectricJunction | 2 | High Voltage Connection Point | 0 | Unknown | Electric | ElectricJunction | 2 | High Voltage Connection Point | 0 | Unknown | [9 empty] | fme_feature_type | ASSETGROUP | ASSETTYPE | ASSETGROUPDESC | ASSETTYPEDESC | _UNFEATURECLASS | _domainNetworkName
Electric | ElectricJunction | 2 | High Voltage Connection Point | 20 | AC Overhead Splice | Electric | ElectricJunction | 2 | High Voltage Connection Point | 20 | AC Overhead Splice | [9 empty] | fme_feature_type | ASSETGROUP | ASSETTYPE | ASSETGROUPDESC | ASSETTYPEDESC | _UNFEATURECLASS | _domainNetworkName
Electric | ElectricJunction | 2 | High Voltage Connection Point | 21 | AC Tap | Electric | ElectricJunction | 2 | High Voltage Connection Point | 21 | AC Tap | [9 empty] | fme_feature_type | ASSETGROUP | ASSETTYPE | ASSETGROUPDESC | ASSETTYPEDESC | _UNFEATURECLASS | _domainNetworkName
Electric | ElectricJunction | 2 | High Voltage Connection Point | 22 | DC Overhead Splice | Electric | ElectricJunction | 2 | High Voltage Connection Point | 22 | DC Overhead Splice | [9 empty] | fme_feature_type | ASSETGROUP | ASSETTYPE | ASSETGROUPDESC | ASSETTYPEDESC | _UNFEATURECLASS | _domainNetworkName
Electric | ElectricJunction | 2 | High Voltage Connection Point | 23 | DC Tap | Electric | ElectricJunction | 2 | High Voltage Connection Point | 23 | DC Tap | [9 empty] | fme_feature_type | ASSETGROUP | ASSETTYPE | ASSETGROUPDESC | ASSETTYPEDESC | _UNFEATURECLASS | _domainNetworkName
[6 empty] | Electric | ElectricJunction | 2 | High Voltage Connection Point | 24 | AC Busbar Tap | [9 empty] | fme_feature_type | ASSETGROUP | ASSETTYPE | ASSETGROUPDESC | ASSETTYPEDESC | _UNFEATURECLASS | _domainNetworkName
[6 empty] | Electric | ElectricJunction | 2 | High Voltage Connection Point | 25 | DC Busbar Tap | [9 empty] | fme_feature_type | ASSETGROUP | ASSETTYPE | ASSETGROUPDESC | ASSETTYPEDESC | _UNFEATURECLASS | _domainNetworkName
Electric | ElectricJunction | 3 | High Voltage Line End | 0 | Unknown | Electric | ElectricJunction | 3 | High Voltage Line End | 0 | Unknown | [9 empty] | fme_feature_type | ASSETGROUP | ASSETTYPE | ASSETGROUPDESC | ASSETTYPEDESC | _UNFEATURECLASS | _domainNetworkName
Electric | ElectricJunction | 3 | High Voltage Line End | 41 | AC | Electric | ElectricJunction | 3 | High Voltage Line End | 41 | AC | [9 empty] | fme_feature_type | ASSETGROUP | ASSETTYPE | ASSETGROUPDESC | ASSETTYPEDESC | _UNFEATURECLASS | _domainNetworkName
Electric | ElectricJunction | 3 | High Voltage Line End | 42 | DC | Electric | ElectricJunction | 3 | High Voltage Line End | 42 | DC | [9 empty] | fme_feature_type | ASSETGROUP | ASSETTYPE | ASSETGROUPDESC | ASSETTYPEDESC | _UNFEATURECLASS | _domainNetworkName
Electric | ElectricJunction | 3 | High Voltage Line End | 43 | AC Riser | Electric | ElectricJunction | 3 | High Voltage Line End | 43 | AC Riser | [9 empty] | fme_feature_type | ASSETGROUP | ASSETTYPE | ASSETGROUPDESC | ASSETTYPEDESC | _UNFEATURECLASS | _domainNetworkName
Electric | ElectricJunction | 3 | High Voltage Line End | 44 | DC Riser | Electric | ElectricJunction | 3 | High Voltage Line End | 44 | DC Riser | [9 empty] | fme_feature_type | ASSETGROUP | ASSETTYPE | ASSETGROUPDESC | ASSETTYPEDESC | _UNFEATURECLASS | _domainNetworkName
[6 empty] | Electric | ElectricJunction | 3 | High Voltage Line End | 45 | AC Busbar Terminator | [9 empty] | fme_feature_type | ASSETGROUP | ASSETTYPE | ASSETGROUPDESC | ASSETTYPEDESC | _UNFEATURECLASS | _domainNetworkName
[6 empty] | Electric | ElectricJunction | 3 | High Voltage Line End | 46 | DC Busbar Terminator | [9 empty] | fme_feature_type | ASSETGROUP | ASSETTYPE | ASSETGROUPDESC | ASSETTYPEDESC | _UNFEATURECLASS | _domainNetworkName
Electric | ElectricJunction | 4 | Low Voltage Attachment | 0 | Unknown | Electric | ElectricJunction | 4 | Low Voltage Attachment | 0 | Unknown | [9 empty] | fme_feature_type | ASSETGROUP | ASSETTYPE | ASSETGROUPDESC | ASSETTYPEDESC | _UNFEATURECLASS | _domainNetworkName
Electric | ElectricJunction | 4 | Low Voltage Attachment | 60 | Overhead | Electric | ElectricJunction | 4 | Low Voltage Attachment | 60 | Overhead | [9 empty] | fme_feature_type | ASSETGROUP | ASSETTYPE | ASSETGROUPDESC | ASSETTYPEDESC | _UNFEATURECLASS | _domainNetworkName
Electric | ElectricJunction | 4 | Low Voltage Attachment | 61 | Underground | Electric | ElectricJunction | 4 | Low Voltage Attachment | 61 | Underground | [9 empty] | fme_feature_type | ASSETGROUP | ASSETTYPE | ASSETGROUPDESC | ASSETTYPEDESC | _UNFEATURECLASS | _domainNetworkName
Electric | ElectricJunction | 5 | Low Voltage Connection Point | 0 | Unknown | Electric | ElectricJunction | 5 | Low Voltage Connection Point | 0 | Unknown | [9 empty] | fme_feature_type | ASSETGROUP | ASSETTYPE | ASSETGROUPDESC | ASSETTYPEDESC | _UNFEATURECLASS | _domainNetworkName
[6 empty] | Electric | ElectricJunction | 5 | Low Voltage Connection Point | 80 | Busbar Tap | [9 empty] | fme_feature_type | ASSETGROUP | ASSETTYPE | ASSETGROUPDESC | ASSETTYPEDESC | _UNFEATURECLASS | _domainNetworkName
Electric | ElectricJunction | 5 | Low Voltage Connection Point | 81 | Overhead Splice | Electric | ElectricJunction | 5 | Low Voltage Connection Point | 81 | Overhead Splice | [9 empty] | fme_feature_type | ASSETGROUP | ASSETTYPE | ASSETGROUPDESC | ASSETTYPEDESC | _UNFEATURECLASS | _domainNetworkName
Electric | ElectricJunction | 5 | Low Voltage Connection Point | 82 | Overhead Tap | Electric | ElectricJunction | 5 | Low Voltage Connection Point | 82 | Overhead Tap | [9 empty] | fme_feature_type | ASSETGROUP | ASSETTYPE | ASSETGROUPDESC | ASSETTYPEDESC | _UNFEATURECLASS | _domainNetworkName
Electric | ElectricJunction | 5 | Low Voltage Connection Point | 83 | Underground Solid Connection | Electric | ElectricJunction | 5 | Low Voltage Connection Point | 83 | Underground Solid Connection | [9 empty] | fme_feature_type | ASSETGROUP | ASSETTYPE | ASSETGROUPDESC | ASSETTYPEDESC | _UNFEATURECLASS | _domainNetworkName
Electric | ElectricJunction | 5 | Low Voltage Connection Point | 84 | Underground Splice | Electric | ElectricJunction | 5 | Low Voltage Connection Point | 84 | Underground Splice | [9 empty] | fme_feature_type | ASSETGROUP | ASSETTYPE | ASSETGROUPDESC | ASSETTYPEDESC | _UNFEATURECLASS | _domainNetworkName
Electric | ElectricJunction | 5 | Low Voltage Connection Point | 142 | Overhead Solid Connection | Electric | ElectricJunction | 5 | Low Voltage Connection Point | 142 | Overhead Solid Connection | [9 empty] | fme_feature_type | ASSETGROUP | ASSETTYPE | ASSETGROUPDESC | ASSETTYPEDESC | _UNFEATURECLASS | _domainNetworkName
Electric | ElectricJunction | 6 | Low Voltage Line End | 0 | Unknown | Electric | ElectricJunction | 6 | Low Voltage Line End | 0 | Unknown | [9 empty] | fme_feature_type | ASSETGROUP | ASSETTYPE | ASSETGROUPDESC | ASSETTYPEDESC | _UNFEATURECLASS | _domainNetworkName
Electric | ElectricJunction | 6 | Low Voltage Line End | 100 | Overhead Line End | Electric | ElectricJunction | 6 | Low Voltage Line End | 100 | Overhead Line End | [9 empty] | fme_feature_type | ASSETGROUP | ASSETTYPE | ASSETGROUPDESC | ASSETTYPEDESC | _UNFEATURECLASS | _domainNetworkName
Electric | ElectricJunction | 6 | Low Voltage Line End | 101 | Underground Terminator | Electric | ElectricJunction | 6 | Low Voltage Line End | 101 | Underground Terminator | [9 empty] | fme_feature_type | ASSETGROUP | ASSETTYPE | ASSETGROUPDESC | ASSETTYPEDESC | _UNFEATURECLASS | _domainNetworkName
Electric | ElectricJunction | 6 | Low Voltage Line End | 102 | Overhead Wire Change | Electric | ElectricJunction | 6 | Low Voltage Line End | 102 | Overhead Wire Change | [9 empty] | fme_feature_type | ASSETGROUP | ASSETTYPE | ASSETGROUPDESC | ASSETTYPEDESC | _UNFEATURECLASS | _domainNetworkName
Electric | ElectricJunction | 6 | Low Voltage Line End | 103 | Riser | Electric | ElectricJunction | 6 | Low Voltage Line End | 103 | Riser | [9 empty] | fme_feature_type | ASSETGROUP | ASSETTYPE | ASSETGROUPDESC | ASSETTYPEDESC | _UNFEATURECLASS | _domainNetworkName
Electric | ElectricJunction | 7 | Medium Voltage Attachment | 0 | Unknown | Electric | ElectricJunction | 7 | Medium Voltage Attachment | 0 | Unknown | [9 empty] | fme_feature_type | ASSETGROUP | ASSETTYPE | ASSETGROUPDESC | ASSETTYPEDESC | _UNFEATURECLASS | _domainNetworkName
Electric | ElectricJunction | 7 | Medium Voltage Attachment | 60 | Overhead | Electric | ElectricJunction | 7 | Medium Voltage Attachment | 60 | Overhead | [9 empty] | fme_feature_type | ASSETGROUP | ASSETTYPE | ASSETGROUPDESC | ASSETTYPEDESC | _UNFEATURECLASS | _domainNetworkName
Electric | ElectricJunction | 7 | Medium Voltage Attachment | 61 | Underground | Electric | ElectricJunction | 7 | Medium Voltage Attachment | 61 | Underground | [9 empty] | fme_feature_type | ASSETGROUP | ASSETTYPE | ASSETGROUPDESC | ASSETTYPEDESC | _UNFEATURECLASS | _domainNetworkName
Electric | ElectricJunction | 8 | Medium Voltage Connection Point | 0 | Unknown | Electric | ElectricJunction | 8 | Medium Voltage Connection Point | 0 | Unknown | [9 empty] | fme_feature_type | ASSETGROUP | ASSETTYPE | ASSETGROUPDESC | ASSETTYPEDESC | _UNFEATURECLASS | _domainNetworkName
Electric | ElectricJunction | 8 | Medium Voltage Connection Point | 80 | Busbar Tap | Electric | ElectricJunction | 8 | Medium Voltage Connection Point | 80 | Busbar Tap | [9 empty] | fme_feature_type | ASSETGROUP | ASSETTYPE | ASSETGROUPDESC | ASSETTYPEDESC | _UNFEATURECLASS | _domainNetworkName
Electric | ElectricJunction | 8 | Medium Voltage Connection Point | 81 | Overhead Splice | Electric | ElectricJunction | 8 | Medium Voltage Connection Point | 81 | Overhead Splice | [9 empty] | fme_feature_type | ASSETGROUP | ASSETTYPE | ASSETGROUPDESC | ASSETTYPEDESC | _UNFEATURECLASS | _domainNetworkName
Electric | ElectricJunction | 8 | Medium Voltage Connection Point | 82 | Overhead Tap | Electric | ElectricJunction | 8 | Medium Voltage Connection Point | 82 | Overhead Tap | [9 empty] | fme_feature_type | ASSETGROUP | ASSETTYPE | ASSETGROUPDESC | ASSETTYPEDESC | _UNFEATURECLASS | _domainNetworkName
Electric | ElectricJunction | 8 | Medium Voltage Connection Point | 83 | Underground Solid Connection | Electric | ElectricJunction | 8 | Medium Voltage Connection Point | 83 | Underground Solid Connection | [9 empty] | fme_feature_type | ASSETGROUP | ASSETTYPE | ASSETGROUPDESC | ASSETTYPEDESC | _UNFEATURECLASS | _domainNetworkName
Electric | ElectricJunction | 8 | Medium Voltage Connection Point | 84 | Underground Splice | Electric | ElectricJunction | 8 | Medium Voltage Connection Point | 84 | Underground Splice | [9 empty] | fme_feature_type | ASSETGROUP | ASSETTYPE | ASSETGROUPDESC | ASSETTYPEDESC | _UNFEATURECLASS | _domainNetworkName
Electric | ElectricJunction | 8 | Medium Voltage Connection Point | 141 | Neutral Connection | Electric | ElectricJunction | 8 | Medium Voltage Connection Point | 141 | Neutral Connection | [9 empty] | fme_feature_type | ASSETGROUP | ASSETTYPE | ASSETGROUPDESC | ASSETTYPEDESC | _UNFEATURECLASS | _domainNetworkName
Electric | ElectricJunction | 8 | Medium Voltage Connection Point | 142 | Overhead Solid Connection | Electric | ElectricJunction | 8 | Medium Voltage Connection Point | 142 | Overhead Solid Connection | [9 empty] | fme_feature_type | ASSETGROUP | ASSETTYPE | ASSETGROUPDESC | ASSETTYPEDESC | _UNFEATURECLASS | _domainNetworkName
Electric | ElectricJunction | 9 | Medium Voltage Line End | 0 | Unknown | Electric | ElectricJunction | 9 | Medium Voltage Line End | 0 | Unknown | [9 empty] | fme_feature_type | ASSETGROUP | ASSETTYPE | ASSETGROUPDESC | ASSETTYPEDESC | _UNFEATURECLASS | _domainNetworkName
Electric | ElectricJunction | 9 | Medium Voltage Line End | 100 | Overhead Line End | Electric | ElectricJunction | 9 | Medium Voltage Line End | 100 | Overhead Line End | [9 empty] | fme_feature_type | ASSETGROUP | ASSETTYPE | ASSETGROUPDESC | ASSETTYPEDESC | _UNFEATURECLASS | _domainNetworkName
Electric | ElectricJunction | 9 | Medium Voltage Line End | 101 | Underground Terminator | Electric | ElectricJunction | 9 | Medium Voltage Line End | 101 | Underground Terminator | [9 empty] | fme_feature_type | ASSETGROUP | ASSETTYPE | ASSETGROUPDESC | ASSETTYPEDESC | _UNFEATURECLASS | _domainNetworkName
Electric | ElectricJunction | 9 | Medium Voltage Line End | 102 | Overhead Wire Change | Electric | ElectricJunction | 9 | Medium Voltage Line End | 102 | Overhead Wire Change | [9 empty] | fme_feature_type | ASSETGROUP | ASSETTYPE | ASSETGROUPDESC | ASSETTYPEDESC | _UNFEATURECLASS | _domainNetworkName
Electric | ElectricJunction | 9 | Medium Voltage Line End | 103 | Riser | Electric | ElectricJunction | 9 | Medium Voltage Line End | 103 | Riser | [9 empty] | fme_feature_type | ASSETGROUP | ASSETTYPE | ASSETGROUPDESC | ASSETTYPEDESC | _UNFEATURECLASS | _domainNetworkName
Electric | ElectricJunction | 9 | Medium Voltage Line End | 160 | Busbar Terminator | Electric | ElectricJunction | 9 | Medium Voltage Line End | 160 | Busbar Terminator | [9 empty] | fme_feature_type | ASSETGROUP | ASSETTYPE | ASSETGROUPDESC | ASSETTYPEDESC | _UNFEATURECLASS | _domainNetworkName
Electric | ElectricJunction | 9 | Medium Voltage Line End | 164 | Underground Wire Change | Electric | ElectricJunction | 9 | Medium Voltage Line End | 164 | Underground Wire Change | [9 empty] | fme_feature_type | ASSETGROUP | ASSETTYPE | ASSETGROUPDESC | ASSETTYPEDESC | _UNFEATURECLASS | _domainNetworkName
Electric | ElectricLine | 0 | Unknown | 0 | Unknown | Electric | ElectricLine | 0 | Unknown | 0 | Unknown | SecOHElectricLineSegment | SUBTYPECD | 0 | [6 empty] | fme_feature_type | ASSETGROUP | ASSETTYPE | ASSETGROUPDESC | ASSETTYPEDESC | _UNFEATURECLASS | _domainNetworkName
Electric | ElectricLine | 1 | High Voltage Busbar | 0 | Unknown | Electric | ElectricLine | 1 | High Voltage Busbar | 0 | Unknown | [9 empty] | fme_feature_type | ASSETGROUP | ASSETTYPE | ASSETGROUPDESC | ASSETTYPEDESC | _UNFEATURECLASS | _domainNetworkName
Electric | ElectricLine | 1 | High Voltage Busbar | 1 | AC Station Single Phase | Electric | ElectricLine | 1 | High Voltage Busbar | 1 | AC Station Single Phase | [9 empty] | fme_feature_type | ASSETGROUP | ASSETTYPE | ASSETGROUPDESC | ASSETTYPEDESC | _UNFEATURECLASS | _domainNetworkName
Electric | ElectricLine | 1 | High Voltage Busbar | 2 | AC Station Three Phase | Electric | ElectricLine | 1 | High Voltage Busbar | 2 | AC Station Three Phase | [9 empty] | fme_feature_type | ASSETGROUP | ASSETTYPE | ASSETGROUPDESC | ASSETTYPEDESC | _UNFEATURECLASS | _domainNetworkName
Electric | ElectricLine | 1 | High Voltage Busbar | 3 | DC Station | Electric | ElectricLine | 1 | High Voltage Busbar | 3 | DC Station | [9 empty] | fme_feature_type | ASSETGROUP | ASSETTYPE | ASSETGROUPDESC | ASSETTYPEDESC | _UNFEATURECLASS | _domainNetworkName
Electric | ElectricLine | 2 | High Voltage Conductor | 0 | Unknown | Electric | ElectricLine | 2 | High Voltage Conductor | 0 | Unknown | [9 empty] | fme_feature_type | ASSETGROUP | ASSETTYPE | ASSETGROUPDESC | ASSETTYPEDESC | _UNFEATURECLASS | _domainNetworkName
Electric | ElectricLine | 2 | High Voltage Conductor | 20 | AC Overhead | Electric | ElectricLine | 2 | High Voltage Conductor | 20 | AC Overhead | [9 empty] | fme_feature_type | ASSETGROUP | ASSETTYPE | ASSETGROUPDESC | ASSETTYPEDESC | _UNFEATURECLASS | _domainNetworkName
Electric | ElectricLine | 2 | High Voltage Conductor | 21 | AC Submersible | Electric | ElectricLine | 2 | High Voltage Conductor | 21 | AC Submersible | [9 empty] | fme_feature_type | ASSETGROUP | ASSETTYPE | ASSETGROUPDESC | ASSETTYPEDESC | _UNFEATURECLASS | _domainNetworkName
Electric | ElectricLine | 2 | High Voltage Conductor | 22 | AC Underground | Electric | ElectricLine | 2 | High Voltage Conductor | 22 | AC Underground | [9 empty] | fme_feature_type | ASSETGROUP | ASSETTYPE | ASSETGROUPDESC | ASSETTYPEDESC | _UNFEATURECLASS | _domainNetworkName
Electric | ElectricLine | 2 | High Voltage Conductor | 23 | DC Overhead | Electric | ElectricLine | 2 | High Voltage Conductor | 23 | DC Overhead | [9 empty] | fme_feature_type | ASSETGROUP | ASSETTYPE | ASSETGROUPDESC | ASSETTYPEDESC | _UNFEATURECLASS | _domainNetworkName
Electric | ElectricLine | 2 | High Voltage Conductor | 24 | DC Submersible | Electric | ElectricLine | 2 | High Voltage Conductor | 24 | DC Submersible | [9 empty] | fme_feature_type | ASSETGROUP | ASSETTYPE | ASSETGROUPDESC | ASSETTYPEDESC | _UNFEATURECLASS | _domainNetworkName
Electric | ElectricLine | 2 | High Voltage Conductor | 25 | DC Underground | Electric | ElectricLine | 2 | High Voltage Conductor | 25 | DC Underground | [9 empty] | fme_feature_type | ASSETGROUP | ASSETTYPE | ASSETGROUPDESC | ASSETTYPEDESC | _UNFEATURECLASS | _domainNetworkName
Electric | ElectricLine | 3 | High Voltage Connector | 0 | Unknown | Electric | ElectricLine | 3 | High Voltage Connector | 0 | Unknown | [9 empty] | fme_feature_type | ASSETGROUP | ASSETTYPE | ASSETGROUPDESC | ASSETTYPEDESC | _UNFEATURECLASS | _domainNetworkName
Electric | ElectricLine | 3 | High Voltage Connector | 40 | AC Connector | Electric | ElectricLine | 3 | High Voltage Connector | 40 | AC Connector | [9 empty] | fme_feature_type | ASSETGROUP | ASSETTYPE | ASSETGROUPDESC | ASSETTYPEDESC | _UNFEATURECLASS | _domainNetworkName
Electric | ElectricLine | 3 | High Voltage Connector | 41 | DC Connector | Electric | ElectricLine | 3 | High Voltage Connector | 41 | DC Connector | [9 empty] | fme_feature_type | ASSETGROUP | ASSETTYPE | ASSETGROUPDESC | ASSETTYPEDESC | _UNFEATURECLASS | _domainNetworkName
Electric | ElectricLine | 4 | High Voltage Static Wire | 0 | Unknown | Electric | ElectricLine | 4 | High Voltage Static Wire | 0 | Unknown | [9 empty] | fme_feature_type | ASSETGROUP | ASSETTYPE | ASSETGROUPDESC | ASSETTYPEDESC | _UNFEATURECLASS | _domainNetworkName
Electric | ElectricLine | 4 | High Voltage Static Wire | 60 | Double | Electric | ElectricLine | 4 | High Voltage Static Wire | 60 | Double | [9 empty] | fme_feature_type | ASSETGROUP | ASSETTYPE | ASSETGROUPDESC | ASSETTYPEDESC | _UNFEATURECLASS | _domainNetworkName
Electric | ElectricLine | 4 | High Voltage Static Wire | 61 | Single | Electric | ElectricLine | 4 | High Voltage Static Wire | 61 | Single | [9 empty] | fme_feature_type | ASSETGROUP | ASSETTYPE | ASSETGROUPDESC | ASSETTYPEDESC | _UNFEATURECLASS | _domainNetworkName
Electric | ElectricLine | 5 | Low Voltage Busbar | 0 | Unknown | Electric | ElectricLine | 5 | Low Voltage Busbar | 0 | Unknown | [9 empty] | fme_feature_type | ASSETGROUP | ASSETTYPE | ASSETGROUPDESC | ASSETTYPEDESC | _UNFEATURECLASS | _domainNetworkName
Electric | ElectricLine | 5 | Low Voltage Busbar | 80 | Cabinet | Electric | ElectricLine | 5 | Low Voltage Busbar | 80 | Cabinet | [9 empty] | fme_feature_type | ASSETGROUP | ASSETTYPE | ASSETGROUPDESC | ASSETTYPEDESC | _UNFEATURECLASS | _domainNetworkName
Electric | ElectricLine | 5 | Low Voltage Busbar | 81 | Station | Electric | ElectricLine | 5 | Low Voltage Busbar | 81 | Station | [9 empty] | fme_feature_type | ASSETGROUP | ASSETTYPE | ASSETGROUPDESC | ASSETTYPEDESC | _UNFEATURECLASS | _domainNetworkName
Electric | ElectricLine | 6 | Low Voltage Conductor | 0 | Unknown | Electric | ElectricLine | 6 | Low Voltage Conductor | 0 | Unknown | [9 empty] | fme_feature_type | ASSETGROUP | ASSETTYPE | ASSETGROUPDESC | ASSETTYPEDESC | _UNFEATURECLASS | _domainNetworkName
Electric | ElectricLine | 6 | Low Voltage Conductor | 100 | Overhead | Electric | ElectricLine | 6 | Low Voltage Conductor | 100 | Overhead | SecOHElectricLineSegment | SUBTYPECD | 1 | PHASEDESIGNATION | 1 |  |  |  |  | fme_feature_type | ASSETGROUP | ASSETTYPE | ASSETGROUPDESC | ASSETTYPEDESC | _UNFEATURECLASS | _domainNetworkName
Electric | ElectricLine | 6 | Low Voltage Conductor | 100 | Overhead | Electric | ElectricLine | 6 | Low Voltage Conductor | 100 | Overhead | SecOHElectricLineSegment | SUBTYPECD | 1 | PHASEDESIGNATION | 2 |  |  |  |  | fme_feature_type | ASSETGROUP | ASSETTYPE | ASSETGROUPDESC | ASSETTYPEDESC | _UNFEATURECLASS | _domainNetworkName
Electric | ElectricLine | 6 | Low Voltage Conductor | 100 | Overhead | Electric | ElectricLine | 6 | Low Voltage Conductor | 100 | Overhead | SecOHElectricLineSegment | SUBTYPECD | 1 | PHASEDESIGNATION | 4 |  |  |  |  | fme_feature_type | ASSETGROUP | ASSETTYPE | ASSETGROUPDESC | ASSETTYPEDESC | _UNFEATURECLASS | _domainNetworkName
Electric | ElectricLine | 6 | Low Voltage Conductor | 100 | Overhead | Electric | ElectricLine | 6 | Low Voltage Conductor | 100 | Overhead | SecOHElectricLineSegment | SUBTYPECD | 3 | PHASEDESIGNATION | 1 |  |  |  |  | fme_feature_type | ASSETGROUP | ASSETTYPE | ASSETGROUPDESC | ASSETTYPEDESC | _UNFEATURECLASS | _domainNetworkName
Electric | ElectricLine | 6 | Low Voltage Conductor | 100 | Overhead | Electric | ElectricLine | 6 | Low Voltage Conductor | 100 | Overhead | SecOHElectricLineSegment | SUBTYPECD | 3 | PHASEDESIGNATION | 2 |  |  |  |  | fme_feature_type | ASSETGROUP | ASSETTYPE | ASSETGROUPDESC | ASSETTYPEDESC | _UNFEATURECLASS | _domainNetworkName
Electric | ElectricLine | 6 | Low Voltage Conductor | 100 | Overhead | Electric | ElectricLine | 6 | Low Voltage Conductor | 100 | Overhead | SecOHElectricLineSegment | SUBTYPECD | 3 | PHASEDESIGNATION | 4 |  |  |  |  | fme_feature_type | ASSETGROUP | ASSETTYPE | ASSETGROUPDESC | ASSETTYPEDESC | _UNFEATURECLASS | _domainNetworkName
Electric | ElectricLine | 6 | Low Voltage Conductor | 100 | Overhead | Electric | ElectricLine | 6 | Low Voltage Conductor | 100 | Overhead | SecOHElectricLineSegment | SUBTYPECD | 2 | PHASEDESIGNATION | 7 |  |  |  |  | fme_feature_type | ASSETGROUP | ASSETTYPE | ASSETGROUPDESC | ASSETTYPEDESC | _UNFEATURECLASS | _domainNetworkName
Electric | ElectricLine | 6 | Low Voltage Conductor | 100 | Overhead | Electric | ElectricLine | 6 | Low Voltage Conductor | 100 | Overhead | SecOHElectricLineSegment | SUBTYPECD | 1 | PHASEDESIGNATION | 3 |  |  |  |  | fme_feature_type | ASSETGROUP | ASSETTYPE | ASSETGROUPDESC | ASSETTYPEDESC | _UNFEATURECLASS | _domainNetworkName
Electric | ElectricLine | 6 | Low Voltage Conductor | 100 | Overhead | Electric | ElectricLine | 6 | Low Voltage Conductor | 100 | Overhead | SecOHElectricLineSegment | SUBTYPECD | 1 | PHASEDESIGNATION | 5 |  |  |  |  | fme_feature_type | ASSETGROUP | ASSETTYPE | ASSETGROUPDESC | ASSETTYPEDESC | _UNFEATURECLASS | _domainNetworkName
Electric | ElectricLine | 6 | Low Voltage Conductor | 100 | Overhead | Electric | ElectricLine | 6 | Low Voltage Conductor | 100 | Overhead | SecOHElectricLineSegment | SUBTYPECD | 1 | PHASEDESIGNATION | 6 |  |  |  |  | fme_feature_type | ASSETGROUP | ASSETTYPE | ASSETGROUPDESC | ASSETTYPEDESC | _UNFEATURECLASS | _domainNetworkName
Electric | ElectricLine | 6 | Low Voltage Conductor | 101 | Submersible | Electric | ElectricLine | 6 | Low Voltage Conductor | 101 | Submersible | [9 empty] | fme_feature_type | ASSETGROUP | ASSETTYPE | ASSETGROUPDESC | ASSETTYPEDESC | _UNFEATURECLASS | _domainNetworkName
Electric | ElectricLine | 6 | Low Voltage Conductor | 102 | Underground | Electric | ElectricLine | 6 | Low Voltage Conductor | 102 | Underground | SecUGElectricLineSegment | SUBTYPECD | 1 | PHASEDESIGNATION | 1 |  |  |  |  | fme_feature_type | ASSETGROUP | ASSETTYPE | ASSETGROUPDESC | ASSETTYPEDESC | _UNFEATURECLASS | _domainNetworkName
Electric | ElectricLine | 6 | Low Voltage Conductor | 102 | Underground | Electric | ElectricLine | 6 | Low Voltage Conductor | 102 | Underground | SecUGElectricLineSegment | SUBTYPECD | 1 | PHASEDESIGNATION | 2 |  |  |  |  | fme_feature_type | ASSETGROUP | ASSETTYPE | ASSETGROUPDESC | ASSETTYPEDESC | _UNFEATURECLASS | _domainNetworkName
Electric | ElectricLine | 6 | Low Voltage Conductor | 102 | Underground | Electric | ElectricLine | 6 | Low Voltage Conductor | 102 | Underground | SecUGElectricLineSegment | SUBTYPECD | 1 | PHASEDESIGNATION | 4 |  |  |  |  | fme_feature_type | ASSETGROUP | ASSETTYPE | ASSETGROUPDESC | ASSETTYPEDESC | _UNFEATURECLASS | _domainNetworkName
Electric | ElectricLine | 6 | Low Voltage Conductor | 102 | Underground | Electric | ElectricLine | 6 | Low Voltage Conductor | 102 | Underground | SecUGElectricLineSegment | SUBTYPECD | 3 | PHASEDESIGNATION | 1 |  |  |  |  | fme_feature_type | ASSETGROUP | ASSETTYPE | ASSETGROUPDESC | ASSETTYPEDESC | _UNFEATURECLASS | _domainNetworkName
Electric | ElectricLine | 6 | Low Voltage Conductor | 102 | Underground | Electric | ElectricLine | 6 | Low Voltage Conductor | 102 | Underground | SecUGElectricLineSegment | SUBTYPECD | 3 | PHASEDESIGNATION | 2 |  |  |  |  | fme_feature_type | ASSETGROUP | ASSETTYPE | ASSETGROUPDESC | ASSETTYPEDESC | _UNFEATURECLASS | _domainNetworkName
Electric | ElectricLine | 6 | Low Voltage Conductor | 102 | Underground | Electric | ElectricLine | 6 | Low Voltage Conductor | 102 | Underground | SecUGElectricLineSegment | SUBTYPECD | 3 | PHASEDESIGNATION | 4 |  |  |  |  | fme_feature_type | ASSETGROUP | ASSETTYPE | ASSETGROUPDESC | ASSETTYPEDESC | _UNFEATURECLASS | _domainNetworkName
Electric | ElectricLine | 6 | Low Voltage Conductor | 102 | Underground | Electric | ElectricLine | 6 | Low Voltage Conductor | 102 | Underground | SecUGElectricLineSegment | SUBTYPECD | 2 | PHASEDESIGNATION | 7 |  |  |  |  | fme_feature_type | ASSETGROUP | ASSETTYPE | ASSETGROUPDESC | ASSETTYPEDESC | _UNFEATURECLASS | _domainNetworkName
Electric | ElectricLine | 6 | Low Voltage Conductor | 102 | Underground | Electric | ElectricLine | 6 | Low Voltage Conductor | 102 | Underground | SecUGElectricLineSegment | SUBTYPECD | 1 | PHASEDESIGNATION | 3 |  |  |  |  | fme_feature_type | ASSETGROUP | ASSETTYPE | ASSETGROUPDESC | ASSETTYPEDESC | _UNFEATURECLASS | _domainNetworkName
Electric | ElectricLine | 6 | Low Voltage Conductor | 102 | Underground | Electric | ElectricLine | 6 | Low Voltage Conductor | 102 | Underground | SecUGElectricLineSegment | SUBTYPECD | 1 | PHASEDESIGNATION | 5 |  |  |  |  | fme_feature_type | ASSETGROUP | ASSETTYPE | ASSETGROUPDESC | ASSETTYPEDESC | _UNFEATURECLASS | _domainNetworkName
Electric | ElectricLine | 6 | Low Voltage Conductor | 102 | Underground | Electric | ElectricLine | 6 | Low Voltage Conductor | 102 | Underground | SecUGElectricLineSegment | SUBTYPECD | 1 | PHASEDESIGNATION | 6 |  |  |  |  | fme_feature_type | ASSETGROUP | ASSETTYPE | ASSETGROUPDESC | ASSETTYPEDESC | _UNFEATURECLASS | _domainNetworkName
Electric | ElectricLine | 7 | Low Voltage Connector | 0 | Unknown | Electric | ElectricLine | 7 | Low Voltage Connector | 0 | Unknown | [9 empty] | fme_feature_type | ASSETGROUP | ASSETTYPE | ASSETGROUPDESC | ASSETTYPEDESC | _UNFEATURECLASS | _domainNetworkName
Electric | ElectricLine | 7 | Low Voltage Connector | 120 | Connector | Electric | ElectricLine | 7 | Low Voltage Connector | 120 | Connector | [9 empty] | fme_feature_type | ASSETGROUP | ASSETTYPE | ASSETGROUPDESC | ASSETTYPEDESC | _UNFEATURECLASS | _domainNetworkName
Electric | ElectricLine | 8 | Medium Voltage Busbar | 0 | Unknown | Electric | ElectricLine | 8 | Medium Voltage Busbar | 0 | Unknown | BusBar | SUBTYPECD | 0 | [6 empty] | fme_feature_type | ASSETGROUP | ASSETTYPE | ASSETGROUPDESC | ASSETTYPEDESC | _UNFEATURECLASS | _domainNetworkName
Electric | ElectricLine | 8 | Medium Voltage Busbar | 140 | Cabinet Single Phase | Electric | ElectricLine | 8 | Medium Voltage Busbar | 140 | Cabinet Single Phase | BusBar | SUBTYPECD | 1 | [6 empty] | fme_feature_type | ASSETGROUP | ASSETTYPE | ASSETGROUPDESC | ASSETTYPEDESC | _UNFEATURECLASS | _domainNetworkName
Electric | ElectricLine | 8 | Medium Voltage Busbar | 141 | Cabinet Three Phase | Electric | ElectricLine | 8 | Medium Voltage Busbar | 141 | Cabinet Three Phase | BusBar | SUBTYPECD | 1 | PHASEDESIGNATION | 7 |  |  |  |  | fme_feature_type | ASSETGROUP | ASSETTYPE | ASSETGROUPDESC | ASSETTYPEDESC | _UNFEATURECLASS | _domainNetworkName
Electric | ElectricLine | 8 | Medium Voltage Busbar | 142 | Station Single Phase | Electric | ElectricLine | 8 | Medium Voltage Busbar | 142 | Station Single Phase | BusBar | SUBTYPECD | 2 | [6 empty] | fme_feature_type | ASSETGROUP | ASSETTYPE | ASSETGROUPDESC | ASSETTYPEDESC | _UNFEATURECLASS | _domainNetworkName
Electric | ElectricLine | 8 | Medium Voltage Busbar | 143 | Station Three Phase | Electric | ElectricLine | 8 | Medium Voltage Busbar | 143 | Station Three Phase | BusBar | SUBTYPECD | 2 | PHASEDESIGNATION | 7 |  |  |  |  | fme_feature_type | ASSETGROUP | ASSETTYPE | ASSETGROUPDESC | ASSETTYPEDESC | _UNFEATURECLASS | _domainNetworkName
Electric | ElectricLine | 9 | Medium Voltage Conductor | 0 | Unknown | Electric | ElectricLine | 9 | Medium Voltage Conductor | 0 | Unknown | PriOHElectricLineSegment | SUBTYPECD | 0 | [6 empty] | fme_feature_type | ASSETGROUP | ASSETTYPE | ASSETGROUPDESC | ASSETTYPEDESC | _UNFEATURECLASS | _domainNetworkName
Electric | ElectricLine | 9 | Medium Voltage Conductor | 160 | Overhead Single Phase | Electric | ElectricLine | 9 | Medium Voltage Conductor | 160 | Overhead Single Phase | PriOHElectricLineSegment | SUBTYPECD | 1 | PHASEDESIGNATION | 1 |  |  |  |  | fme_feature_type | ASSETGROUP | ASSETTYPE | ASSETGROUPDESC | ASSETTYPEDESC | _UNFEATURECLASS | _domainNetworkName
Electric | ElectricLine | 9 | Medium Voltage Conductor | 160 | Overhead Single Phase | Electric | ElectricLine | 9 | Medium Voltage Conductor | 160 | Overhead Single Phase | PriOHElectricLineSegment | SUBTYPECD | 1 | PHASEDESIGNATION | 2 |  |  |  |  | fme_feature_type | ASSETGROUP | ASSETTYPE | ASSETGROUPDESC | ASSETTYPEDESC | _UNFEATURECLASS | _domainNetworkName
Electric | ElectricLine | 9 | Medium Voltage Conductor | 160 | Overhead Single Phase | Electric | ElectricLine | 9 | Medium Voltage Conductor | 160 | Overhead Single Phase | PriOHElectricLineSegment | SUBTYPECD | 1 | PHASEDESIGNATION | 4 |  |  |  |  | fme_feature_type | ASSETGROUP | ASSETTYPE | ASSETGROUPDESC | ASSETTYPEDESC | _UNFEATURECLASS | _domainNetworkName
Electric | ElectricLine | 9 | Medium Voltage Conductor | 161 | Overhead Three Phase | Electric | ElectricLine | 9 | Medium Voltage Conductor | 161 | Overhead Three Phase | PriOHElectricLineSegment | SUBTYPECD | 3 | PHASEDESIGNATION | 7 |  |  |  |  | fme_feature_type | ASSETGROUP | ASSETTYPE | ASSETGROUPDESC | ASSETTYPEDESC | _UNFEATURECLASS | _domainNetworkName
Electric | ElectricLine | 9 | Medium Voltage Conductor | 162 | Overhead Two Phase | Electric | ElectricLine | 9 | Medium Voltage Conductor | 162 | Overhead Two Phase | PriOHElectricLineSegment | SUBTYPECD | 2 | PHASEDESIGNATION | 3 |  |  |  |  | fme_feature_type | ASSETGROUP | ASSETTYPE | ASSETGROUPDESC | ASSETTYPEDESC | _UNFEATURECLASS | _domainNetworkName
Electric | ElectricLine | 9 | Medium Voltage Conductor | 162 | Overhead Two Phase | Electric | ElectricLine | 9 | Medium Voltage Conductor | 162 | Overhead Two Phase | PriOHElectricLineSegment | SUBTYPECD | 2 | PHASEDESIGNATION | 5 |  |  |  |  | fme_feature_type | ASSETGROUP | ASSETTYPE | ASSETGROUPDESC | ASSETTYPEDESC | _UNFEATURECLASS | _domainNetworkName
Electric | ElectricLine | 9 | Medium Voltage Conductor | 162 | Overhead Two Phase | Electric | ElectricLine | 9 | Medium Voltage Conductor | 162 | Overhead Two Phase | PriOHElectricLineSegment | SUBTYPECD | 2 | PHASEDESIGNATION | 6 |  |  |  |  | fme_feature_type | ASSETGROUP | ASSETTYPE | ASSETGROUPDESC | ASSETTYPEDESC | _UNFEATURECLASS | _domainNetworkName
Electric | ElectricLine | 9 | Medium Voltage Conductor | 163 | Submersible Single Phase | Electric | ElectricLine | 9 | Medium Voltage Conductor | 163 | Submersible Single Phase | [9 empty] | fme_feature_type | ASSETGROUP | ASSETTYPE | ASSETGROUPDESC | ASSETTYPEDESC | _UNFEATURECLASS | _domainNetworkName
Electric | ElectricLine | 9 | Medium Voltage Conductor | 164 | Submersible Three Phase | Electric | ElectricLine | 9 | Medium Voltage Conductor | 164 | Submersible Three Phase | [9 empty] | fme_feature_type | ASSETGROUP | ASSETTYPE | ASSETGROUPDESC | ASSETTYPEDESC | _UNFEATURECLASS | _domainNetworkName
Electric | ElectricLine | 9 | Medium Voltage Conductor | 165 | Underground Single Phase | Electric | ElectricLine | 9 | Medium Voltage Conductor | 165 | Underground Single Phase | PriUGElectricLineSegment | SUBTYPECD | 1 | PHASEDESIGNATION | 1 |  |  |  |  | fme_feature_type | ASSETGROUP | ASSETTYPE | ASSETGROUPDESC | ASSETTYPEDESC | _UNFEATURECLASS | _domainNetworkName
Electric | ElectricLine | 9 | Medium Voltage Conductor | 165 | Underground Single Phase | Electric | ElectricLine | 9 | Medium Voltage Conductor | 165 | Underground Single Phase | PriUGElectricLineSegment | SUBTYPECD | 1 | PHASEDESIGNATION | 2 |  |  |  |  | fme_feature_type | ASSETGROUP | ASSETTYPE | ASSETGROUPDESC | ASSETTYPEDESC | _UNFEATURECLASS | _domainNetworkName
Electric | ElectricLine | 9 | Medium Voltage Conductor | 165 | Underground Single Phase | Electric | ElectricLine | 9 | Medium Voltage Conductor | 165 | Underground Single Phase | PriUGElectricLineSegment | SUBTYPECD | 1 | PHASEDESIGNATION | 4 |  |  |  |  | fme_feature_type | ASSETGROUP | ASSETTYPE | ASSETGROUPDESC | ASSETTYPEDESC | _UNFEATURECLASS | _domainNetworkName
Electric | ElectricLine | 9 | Medium Voltage Conductor | 166 | Underground Three Phase | Electric | ElectricLine | 9 | Medium Voltage Conductor | 166 | Underground Three Phase | PriUGElectricLineSegment | SUBTYPECD | 2 | PHASEDESIGNATION | 7 |  |  |  |  | fme_feature_type | ASSETGROUP | ASSETTYPE | ASSETGROUPDESC | ASSETTYPEDESC | _UNFEATURECLASS | _domainNetworkName
Electric | ElectricLine | 9 | Medium Voltage Conductor | 167 | Underground Two Phase | Electric | ElectricLine | 9 | Medium Voltage Conductor | 167 | Underground Two Phase | PriUGElectricLineSegment | SUBTYPECD | 3 | PHASEDESIGNATION | 3 |  |  |  |  | fme_feature_type | ASSETGROUP | ASSETTYPE | ASSETGROUPDESC | ASSETTYPEDESC | _UNFEATURECLASS | _domainNetworkName
Electric | ElectricLine | 9 | Medium Voltage Conductor | 167 | Underground Two Phase | Electric | ElectricLine | 9 | Medium Voltage Conductor | 167 | Underground Two Phase | PriUGElectricLineSegment | SUBTYPECD | 3 | PHASEDESIGNATION | 5 |  |  |  |  | fme_feature_type | ASSETGROUP | ASSETTYPE | ASSETGROUPDESC | ASSETTYPEDESC | _UNFEATURECLASS | _domainNetworkName
Electric | ElectricLine | 9 | Medium Voltage Conductor | 167 | Underground Two Phase | Electric | ElectricLine | 9 | Medium Voltage Conductor | 167 | Underground Two Phase | PriUGElectricLineSegment | SUBTYPECD | 3 | PHASEDESIGNATION | 6 |  |  |  |  | fme_feature_type | ASSETGROUP | ASSETTYPE | ASSETGROUPDESC | ASSETTYPEDESC | _UNFEATURECLASS | _domainNetworkName
Electric | ElectricLine | 9 | Medium Voltage Conductor | 167 | Underground Two Phase | Electric | ElectricLine | 9 | Medium Voltage Conductor | 167 | Underground Two Phase | [9 empty] | fme_feature_type | ASSETGROUP | ASSETTYPE | ASSETGROUPDESC | ASSETTYPEDESC | _UNFEATURECLASS | _domainNetworkName
Electric | ElectricLine | 10 | Medium Voltage Connector | 0 | Unknown | Electric | ElectricLine | 10 | Medium Voltage Connector | 0 | Unknown | [9 empty] | fme_feature_type | ASSETGROUP | ASSETTYPE | ASSETGROUPDESC | ASSETTYPEDESC | _UNFEATURECLASS | _domainNetworkName
Electric | ElectricLine | 10 | Medium Voltage Connector | 180 | Single Phase | Electric | ElectricLine | 10 | Medium Voltage Connector | 180 | Single Phase | [9 empty] | fme_feature_type | ASSETGROUP | ASSETTYPE | ASSETGROUPDESC | ASSETTYPEDESC | _UNFEATURECLASS | _domainNetworkName
Electric | ElectricLine | 10 | Medium Voltage Connector | 181 | Three Phase | Electric | ElectricLine | 10 | Medium Voltage Connector | 181 | Three Phase | [9 empty] | fme_feature_type | ASSETGROUP | ASSETTYPE | ASSETGROUPDESC | ASSETTYPEDESC | _UNFEATURECLASS | _domainNetworkName
Electric | ElectricLine | 10 | Medium Voltage Connector | 182 | Two Phase | Electric | ElectricLine | 10 | Medium Voltage Connector | 182 | Two Phase | [9 empty] | fme_feature_type | ASSETGROUP | ASSETTYPE | ASSETGROUPDESC | ASSETTYPEDESC | _UNFEATURECLASS | _domainNetworkName
Electric | ElectricLine | 11 | Neutral | 0 | Unknown | Electric | ElectricLine | 11 | Neutral | 0 | Unknown | [9 empty] | fme_feature_type | ASSETGROUP | ASSETTYPE | ASSETGROUPDESC | ASSETTYPEDESC | _UNFEATURECLASS | _domainNetworkName
Electric | ElectricLine | 11 | Neutral | 200 | Overhead Bare | Electric | ElectricLine | 11 | Neutral | 200 | Overhead Bare | [9 empty] | fme_feature_type | ASSETGROUP | ASSETTYPE | ASSETGROUPDESC | ASSETTYPEDESC | _UNFEATURECLASS | _domainNetworkName
Electric | ElectricLine | 11 | Neutral | 201 | Overhead Shielded | Electric | ElectricLine | 11 | Neutral | 201 | Overhead Shielded | [9 empty] | fme_feature_type | ASSETGROUP | ASSETTYPE | ASSETGROUPDESC | ASSETTYPEDESC | _UNFEATURECLASS | _domainNetworkName
Electric | ElectricLine | 11 | Neutral | 202 | Underground Shielded | Electric | ElectricLine | 11 | Neutral | 202 | Underground Shielded | [9 empty] | fme_feature_type | ASSETGROUP | ASSETTYPE | ASSETGROUPDESC | ASSETTYPEDESC | _UNFEATURECLASS | _domainNetworkName
Electric | ElectricWireData | 1 | Unknown | 0 | Unknown | Electric | ElectricWireData | 1 | Unknown | 0 | Unknown | [9 empty] | fme_feature_type | ASSETGROUP | ASSETTYPE | ASSETGROUPDESC | ASSETTYPEDESC | _UNFEATURECLASS | _domainNetworkName
Electric | ElectricWireData | 1 | High Voltage | 0 | Unknown | Electric | ElectricWireData | 1 | High Voltage | 0 | Unknown | [9 empty] | fme_feature_type | ASSETGROUP | ASSETTYPE | ASSETGROUPDESC | ASSETTYPEDESC | _UNFEATURECLASS | _domainNetworkName
Electric | ElectricWireData | 2 | Low Voltage | 0 | Unknown | Electric | ElectricWireData | 2 | Low Voltage | 0 | Unknown | SecOHConductorInfo | [8 empty] | fme_feature_type | ASSETGROUP | ASSETTYPE | ASSETGROUPDESC | ASSETTYPEDESC | _UNFEATURECLASS | _domainNetworkName
Electric | ElectricWireData | 2 | Low Voltage | 0 | Unknown | Electric | ElectricWireData | 2 | Low Voltage | 0 | Unknown | SecUGConductorInfo | [8 empty] | fme_feature_type | ASSETGROUP | ASSETTYPE | ASSETGROUPDESC | ASSETTYPEDESC | _UNFEATURECLASS | _domainNetworkName
Electric | ElectricWireData | 3 | Medium Voltage | 0 | Unknown | Electric | ElectricWireData | 3 | Medium Voltage | 0 | Unknown | PriUGConductorInfo | [8 empty] | fme_feature_type | ASSETGROUP | ASSETTYPE | ASSETGROUPDESC | ASSETTYPEDESC | _UNFEATURECLASS | _domainNetworkName
Electric | ElectricWireData | 3 | Medium Voltage | 0 | Unknown | Electric | ElectricWireData | 3 | Medium Voltage | 0 | Unknown | PriOHConductorInfo | [8 empty] | fme_feature_type | ASSETGROUP | ASSETTYPE | ASSETGROUPDESC | ASSETTYPEDESC | _UNFEATURECLASS | _domainNetworkName
Electric | ElectricWireData | 4 | Neutral | 0 | Unknown | Electric | ElectricWireData | 4 | Neutral | 0 | Unknown | [9 empty] | fme_feature_type | ASSETGROUP | ASSETTYPE | ASSETGROUPDESC | ASSETTYPEDESC | _UNFEATURECLASS | _domainNetworkName
Electric | ElectricWireData | 5 | Static Wire | 0 | Unknown | Electric | ElectricWireData | 5 | Static Wire | 0 | Unknown | [9 empty] | fme_feature_type | ASSETGROUP | ASSETTYPE | ASSETGROUPDESC | ASSETTYPEDESC | _UNFEATURECLASS | _domainNetworkName
Structure | StructureBoundary | 0 | Unknown | 0 | Unknown | Structure | StructureBoundary | 0 | Unknown | 0 | Unknown | [9 empty] | fme_feature_type | ASSETGROUP | ASSETTYPE | ASSETGROUPDESC | ASSETTYPEDESC | _UNFEATURECLASS | _domainNetworkName
Structure | StructureBoundary | 101 | Electric Cabinet Boundary | 0 | Unknown | Structure | StructureBoundary | 101 | Electric Cabinet Boundary | 0 | Unknown | [9 empty] | fme_feature_type | ASSETGROUP | ASSETTYPE | ASSETGROUPDESC | ASSETTYPEDESC | _UNFEATURECLASS | _domainNetworkName
Structure | StructureBoundary | 101 | Electric Cabinet Boundary | 40 | Cabinet Boundary | Structure | StructureBoundary | 101 | Electric Cabinet Boundary | 40 | Cabinet Boundary | [9 empty] | fme_feature_type | ASSETGROUP | ASSETTYPE | ASSETGROUPDESC | ASSETTYPEDESC | _UNFEATURECLASS | _domainNetworkName
Structure | StructureBoundary | 102 | Electric Substation Boundary | 0 | Unknown | Structure | StructureBoundary | 102 | Electric Substation Boundary | 0 | Unknown | [9 empty] | fme_feature_type | ASSETGROUP | ASSETTYPE | ASSETGROUPDESC | ASSETTYPEDESC | _UNFEATURECLASS | _domainNetworkName
Structure | StructureBoundary | 102 | Electric Substation Boundary | 82 | Distribution Substation | Structure | StructureBoundary | 102 | Electric Substation Boundary | 82 | Distribution Substation | [9 empty] | fme_feature_type | ASSETGROUP | ASSETTYPE | ASSETGROUPDESC | ASSETTYPEDESC | _UNFEATURECLASS | _domainNetworkName
Structure | StructureBoundary | 102 | Electric Substation Boundary | 83 | Transmission Substation | Structure | StructureBoundary | 102 | Electric Substation Boundary | 83 | Transmission Substation | [9 empty] | fme_feature_type | ASSETGROUP | ASSETTYPE | ASSETGROUPDESC | ASSETTYPEDESC | _UNFEATURECLASS | _domainNetworkName
Structure | StructureBoundary | 102 | Electric Substation Boundary | 84 | Transmission Switching Substation | Structure | StructureBoundary | 102 | Electric Substation Boundary | 84 | Transmission Switching Substation | [9 empty] | fme_feature_type | ASSETGROUP | ASSETTYPE | ASSETGROUPDESC | ASSETTYPEDESC | _UNFEATURECLASS | _domainNetworkName
Structure | StructureBoundary | 103 | Electric Storage Facility Boundary | 0 | Unknown | Structure | StructureBoundary | 103 | Electric Storage Facility Boundary | 0 | Unknown | [9 empty] | fme_feature_type | ASSETGROUP | ASSETTYPE | ASSETGROUPDESC | ASSETTYPEDESC | _UNFEATURECLASS | _domainNetworkName
Structure | StructureBoundary | 103 | Electric Storage Facility Boundary | 121 | Warehouse | Structure | StructureBoundary | 103 | Electric Storage Facility Boundary | 121 | Warehouse | [9 empty] | fme_feature_type | ASSETGROUP | ASSETTYPE | ASSETGROUPDESC | ASSETTYPEDESC | _UNFEATURECLASS | _domainNetworkName
Structure | StructureBoundary | 104 | Electric Vault Boundary | 0 | Unknown | Structure | StructureBoundary | 104 | Electric Vault Boundary | 0 | Unknown | [9 empty] | fme_feature_type | ASSETGROUP | ASSETTYPE | ASSETGROUPDESC | ASSETTYPEDESC | _UNFEATURECLASS | _domainNetworkName
Structure | StructureBoundary | 104 | Electric Vault Boundary | 1 | Vault Boundary | Structure | StructureBoundary | 104 | Electric Vault Boundary | 1 | Vault Boundary | [9 empty] | fme_feature_type | ASSETGROUP | ASSETTYPE | ASSETGROUPDESC | ASSETTYPEDESC | _UNFEATURECLASS | _domainNetworkName
Structure | StructureBoundary | 105 | Electric Switchgear Boundary | 0 | Unknown | Structure | StructureBoundary | 105 | Electric Switchgear Boundary | 0 | Unknown | [9 empty] | fme_feature_type | ASSETGROUP | ASSETTYPE | ASSETGROUPDESC | ASSETTYPEDESC | _UNFEATURECLASS | _domainNetworkName
Structure | StructureBoundary | 105 | Electric Switchgear Boundary | 161 | Medium Voltage Switchgear | Structure | StructureBoundary | 105 | Electric Switchgear Boundary | 161 | Medium Voltage Switchgear | [9 empty] | fme_feature_type | ASSETGROUP | ASSETTYPE | ASSETGROUPDESC | ASSETTYPEDESC | _UNFEATURECLASS | _domainNetworkName
Structure | StructureBoundary | 105 | Electric Switchgear Boundary | 162 | High Voltage Switchgear | Structure | StructureBoundary | 105 | Electric Switchgear Boundary | 162 | High Voltage Switchgear | [9 empty] | fme_feature_type | ASSETGROUP | ASSETTYPE | ASSETGROUPDESC | ASSETTYPEDESC | _UNFEATURECLASS | _domainNetworkName
Structure | StructureBoundary | 106 | Electric Bay Boundary | 0 | Unknown | Structure | StructureBoundary | 106 | Electric Bay Boundary | 0 | Unknown | [9 empty] | fme_feature_type | ASSETGROUP | ASSETTYPE | ASSETGROUPDESC | ASSETTYPEDESC | _UNFEATURECLASS | _domainNetworkName
Structure | StructureBoundary | 106 | Electric Bay Boundary | 201 | Switchgear Bay | Structure | StructureBoundary | 106 | Electric Bay Boundary | 201 | Switchgear Bay | [9 empty] | fme_feature_type | ASSETGROUP | ASSETTYPE | ASSETGROUPDESC | ASSETTYPEDESC | _UNFEATURECLASS | _domainNetworkName
Structure | StructureBoundary | 106 | Electric Bay Boundary | 202 | Substation Bay | Structure | StructureBoundary | 106 | Electric Bay Boundary | 202 | Substation Bay | [9 empty] | fme_feature_type | ASSETGROUP | ASSETTYPE | ASSETGROUPDESC | ASSETTYPEDESC | _UNFEATURECLASS | _domainNetworkName
Structure | StructureBoundary | 107 | Electric Centralized Generation | 0 | Unknown | Structure | StructureBoundary | 107 | Electric Centralized Generation | 0 | Unknown | [9 empty] | fme_feature_type | ASSETGROUP | ASSETTYPE | ASSETGROUPDESC | ASSETTYPEDESC | _UNFEATURECLASS | _domainNetworkName
Structure | StructureBoundary | 107 | Electric Centralized Generation | 1 | Battery | Structure | StructureBoundary | 107 | Electric Centralized Generation | 1 | Battery | [9 empty] | fme_feature_type | ASSETGROUP | ASSETTYPE | ASSETGROUPDESC | ASSETTYPEDESC | _UNFEATURECLASS | _domainNetworkName
Structure | StructureBoundary | 107 | Electric Centralized Generation | 2 | Biomass | Structure | StructureBoundary | 107 | Electric Centralized Generation | 2 | Biomass | [9 empty] | fme_feature_type | ASSETGROUP | ASSETTYPE | ASSETGROUPDESC | ASSETTYPEDESC | _UNFEATURECLASS | _domainNetworkName
Structure | StructureBoundary | 107 | Electric Centralized Generation | 3 | Coal | Structure | StructureBoundary | 107 | Electric Centralized Generation | 3 | Coal | [9 empty] | fme_feature_type | ASSETGROUP | ASSETTYPE | ASSETGROUPDESC | ASSETTYPEDESC | _UNFEATURECLASS | _domainNetworkName
Structure | StructureBoundary | 107 | Electric Centralized Generation | 4 | Gas Turbine | Structure | StructureBoundary | 107 | Electric Centralized Generation | 4 | Gas Turbine | [9 empty] | fme_feature_type | ASSETGROUP | ASSETTYPE | ASSETGROUPDESC | ASSETTYPEDESC | _UNFEATURECLASS | _domainNetworkName
Structure | StructureBoundary | 107 | Electric Centralized Generation | 5 | Geothermal | Structure | StructureBoundary | 107 | Electric Centralized Generation | 5 | Geothermal | [9 empty] | fme_feature_type | ASSETGROUP | ASSETTYPE | ASSETGROUPDESC | ASSETTYPEDESC | _UNFEATURECLASS | _domainNetworkName
Structure | StructureBoundary | 107 | Electric Centralized Generation | 6 | Hydro | Structure | StructureBoundary | 107 | Electric Centralized Generation | 6 | Hydro | [9 empty] | fme_feature_type | ASSETGROUP | ASSETTYPE | ASSETGROUPDESC | ASSETTYPEDESC | _UNFEATURECLASS | _domainNetworkName
Structure | StructureBoundary | 107 | Electric Centralized Generation | 7 | Nuclear | Structure | StructureBoundary | 107 | Electric Centralized Generation | 7 | Nuclear | [9 empty] | fme_feature_type | ASSETGROUP | ASSETTYPE | ASSETGROUPDESC | ASSETTYPEDESC | _UNFEATURECLASS | _domainNetworkName
Structure | StructureBoundary | 107 | Electric Centralized Generation | 8 | Photovoltaic Solar | Structure | StructureBoundary | 107 | Electric Centralized Generation | 8 | Photovoltaic Solar | [9 empty] | fme_feature_type | ASSETGROUP | ASSETTYPE | ASSETGROUPDESC | ASSETTYPEDESC | _UNFEATURECLASS | _domainNetworkName
Structure | StructureBoundary | 107 | Electric Centralized Generation | 9 | Thermal Solar | Structure | StructureBoundary | 107 | Electric Centralized Generation | 9 | Thermal Solar | [9 empty] | fme_feature_type | ASSETGROUP | ASSETTYPE | ASSETGROUPDESC | ASSETTYPEDESC | _UNFEATURECLASS | _domainNetworkName
Structure | StructureBoundary | 107 | Electric Centralized Generation | 10 | Wind | Structure | StructureBoundary | 107 | Electric Centralized Generation | 10 | Wind | [9 empty] | fme_feature_type | ASSETGROUP | ASSETTYPE | ASSETGROUPDESC | ASSETTYPEDESC | _UNFEATURECLASS | _domainNetworkName
Structure | StructureBoundary | 108 | Electric Distributed Generation | 0 | Unknown | Structure | StructureBoundary | 108 | Electric Distributed Generation | 0 | Unknown | [9 empty] | fme_feature_type | ASSETGROUP | ASSETTYPE | ASSETGROUPDESC | ASSETTYPEDESC | _UNFEATURECLASS | _domainNetworkName
Structure | StructureBoundary | 108 | Electric Distributed Generation | 1 | Battery | Structure | StructureBoundary | 108 | Electric Distributed Generation | 1 | Battery | [9 empty] | fme_feature_type | ASSETGROUP | ASSETTYPE | ASSETGROUPDESC | ASSETTYPEDESC | _UNFEATURECLASS | _domainNetworkName
Structure | StructureBoundary | 108 | Electric Distributed Generation | 2 | Biomass | Structure | StructureBoundary | 108 | Electric Distributed Generation | 2 | Biomass | [9 empty] | fme_feature_type | ASSETGROUP | ASSETTYPE | ASSETGROUPDESC | ASSETTYPEDESC | _UNFEATURECLASS | _domainNetworkName
Structure | StructureBoundary | 108 | Electric Distributed Generation | 4 | Gas Turbine | Structure | StructureBoundary | 108 | Electric Distributed Generation | 4 | Gas Turbine | [9 empty] | fme_feature_type | ASSETGROUP | ASSETTYPE | ASSETGROUPDESC | ASSETTYPEDESC | _UNFEATURECLASS | _domainNetworkName
Structure | StructureBoundary | 108 | Electric Distributed Generation | 5 | Geothermal | Structure | StructureBoundary | 108 | Electric Distributed Generation | 5 | Geothermal | [9 empty] | fme_feature_type | ASSETGROUP | ASSETTYPE | ASSETGROUPDESC | ASSETTYPEDESC | _UNFEATURECLASS | _domainNetworkName
Structure | StructureBoundary | 108 | Electric Distributed Generation | 6 | Hydro | Structure | StructureBoundary | 108 | Electric Distributed Generation | 6 | Hydro | [9 empty] | fme_feature_type | ASSETGROUP | ASSETTYPE | ASSETGROUPDESC | ASSETTYPEDESC | _UNFEATURECLASS | _domainNetworkName
Structure | StructureBoundary | 108 | Electric Distributed Generation | 8 | Photovoltaic Solar | Structure | StructureBoundary | 108 | Electric Distributed Generation | 8 | Photovoltaic Solar | [9 empty] | fme_feature_type | ASSETGROUP | ASSETTYPE | ASSETGROUPDESC | ASSETTYPEDESC | _UNFEATURECLASS | _domainNetworkName
Structure | StructureBoundary | 108 | Electric Distributed Generation | 9 | Thermal Solar | Structure | StructureBoundary | 108 | Electric Distributed Generation | 9 | Thermal Solar | [9 empty] | fme_feature_type | ASSETGROUP | ASSETTYPE | ASSETGROUPDESC | ASSETTYPEDESC | _UNFEATURECLASS | _domainNetworkName
Structure | StructureBoundary | 108 | Electric Distributed Generation | 10 | Wind | Structure | StructureBoundary | 108 | Electric Distributed Generation | 10 | Wind | [9 empty] | fme_feature_type | ASSETGROUP | ASSETTYPE | ASSETGROUPDESC | ASSETTYPEDESC | _UNFEATURECLASS | _domainNetworkName
Structure | StructureJunction | 0 | Unknown | 0 | Unknown | Structure | StructureJunction | 0 | Unknown | 0 | Unknown | [9 empty] | fme_feature_type | ASSETGROUP | ASSETTYPE | ASSETGROUPDESC | ASSETTYPEDESC | _UNFEATURECLASS | _domainNetworkName
Structure | StructureJunction | 101 | Electric Cabinet | 0 | Unknown | Structure | StructureJunction | 101 | Electric Cabinet | 0 | Unknown | SurfaceStructure | SUBTYPECD | 0 | [6 empty] | fme_feature_type | ASSETGROUP | ASSETTYPE | ASSETGROUPDESC | ASSETTYPEDESC | _UNFEATURECLASS | _domainNetworkName
Structure | StructureJunction | 101 | Electric Cabinet | 101 | Cabinet | Structure | StructureJunction | 101 | Electric Cabinet | 101 | Cabinet | SwitchingFacility | SUBTYPECD | 3 | [6 empty] | fme_feature_type | ASSETGROUP | ASSETTYPE | ASSETGROUPDESC | ASSETTYPEDESC | _UNFEATURECLASS | _domainNetworkName
Structure | StructureJunction | 101 | Electric Cabinet | 101 | Cabinet | Structure | StructureJunction | 106 | Electric Pad | 201 | Pad | SurfaceStructure | SUBTYPECD | 2 | [6 empty] | fme_feature_type | ASSETGROUP | ASSETTYPE | ASSETGROUPDESC | ASSETTYPEDESC | _UNFEATURECLASS | _domainNetworkName
Structure | StructureJunction | 101 | Electric Cabinet | 101 | Cabinet | Structure | StructureJunction | 101 | Electric Cabinet | 101 | Cabinet | SurfaceStructure | SUBTYPECD | 4 | [6 empty] | fme_feature_type | ASSETGROUP | ASSETTYPE | ASSETGROUPDESC | ASSETTYPEDESC | _UNFEATURECLASS | _domainNetworkName
[6 empty] | Structure | StructureJunction | 101 | Electric Cabinet | 102 | Cubicle | [9 empty] | fme_feature_type | ASSETGROUP | ASSETTYPE | ASSETGROUPDESC | ASSETTYPEDESC | _UNFEATURECLASS | _domainNetworkName
Structure | StructureJunction | 102 | Electric Guy | 0 | Unknown | Structure | StructureJunction | 102 | Electric Guy | 0 | Unknown | [9 empty] | fme_feature_type | ASSETGROUP | ASSETTYPE | ASSETGROUPDESC | ASSETTYPEDESC | _UNFEATURECLASS | _domainNetworkName
Structure | StructureJunction | 102 | Electric Guy | 41 | Anchor Guy | Structure | StructureJunction | 102 | Electric Guy | 41 | Anchor Guy | [9 empty] | fme_feature_type | ASSETGROUP | ASSETTYPE | ASSETGROUPDESC | ASSETTYPEDESC | _UNFEATURECLASS | _domainNetworkName
Structure | StructureJunction | 103 | Electric Handhole | 0 | Unknown | Structure | StructureJunction | 103 | Electric Handhole | 0 | Unknown | UndergroundStructure | SUBTYPECD | 0 | [6 empty] | fme_feature_type | ASSETGROUP | ASSETTYPE | ASSETGROUPDESC | ASSETTYPEDESC | _UNFEATURECLASS | _domainNetworkName
Structure | StructureJunction | 103 | Electric Handhole | 81 | Handhole | Structure | StructureJunction | 103 | Electric Handhole | 81 | Handhole | UndergroundStructure | SUBTYPECD | 1 | [6 empty] | fme_feature_type | ASSETGROUP | ASSETTYPE | ASSETGROUPDESC | ASSETTYPEDESC | _UNFEATURECLASS | _domainNetworkName
Structure | StructureJunction | 104 | Electric Junction Box | 0 | Unknown | Structure | StructureJunction | 104 | Electric Junction Box | 0 | Unknown | UndergroundStructure | SUBTYPECD | 0 | [6 empty] | fme_feature_type | ASSETGROUP | ASSETTYPE | ASSETGROUPDESC | ASSETTYPEDESC | _UNFEATURECLASS | _domainNetworkName
Structure | StructureJunction | 104 | Electric Junction Box | 121 | Junction Box | Structure | StructureJunction | 104 | Electric Junction Box | 121 | Junction Box | UndergroundStructure | SUBTYPECD | 4 | [6 empty] | fme_feature_type | ASSETGROUP | ASSETTYPE | ASSETGROUPDESC | ASSETTYPEDESC | _UNFEATURECLASS | _domainNetworkName
Structure | StructureJunction | 104 | Electric Junction Box | 121 | Junction Box | Structure | StructureJunction | 104 | Electric Junction Box | 121 | Junction Box | SurfaceStructure | SUBTYPECD | 1 | [6 empty] | fme_feature_type | ASSETGROUP | ASSETTYPE | ASSETGROUPDESC | ASSETTYPEDESC | _UNFEATURECLASS | _domainNetworkName
Structure | StructureJunction | 105 | Electric Manhole | 0 | Unknown | Structure | StructureJunction | 105 | Electric Manhole | 0 | Unknown | UndergroundStructure | SUBTYPECD | 0 | [6 empty] | fme_feature_type | ASSETGROUP | ASSETTYPE | ASSETGROUPDESC | ASSETTYPEDESC | _UNFEATURECLASS | _domainNetworkName
Structure | StructureJunction | 105 | Electric Manhole | 161 | Manhole | Structure | StructureJunction | 105 | Electric Manhole | 161 | Manhole | UndergroundStructure | SUBTYPECD | 2 | [6 empty] | fme_feature_type | ASSETGROUP | ASSETTYPE | ASSETGROUPDESC | ASSETTYPEDESC | _UNFEATURECLASS | _domainNetworkName
Structure | StructureJunction | 106 | Electric Pad | 0 | Unknown | Structure | StructureJunction | 106 | Electric Pad | 0 | Unknown | SurfaceStructure | SUBTYPECD | 0 | [6 empty] | fme_feature_type | ASSETGROUP | ASSETTYPE | ASSETGROUPDESC | ASSETTYPEDESC | _UNFEATURECLASS | _domainNetworkName
Structure | StructureJunction | 106 | Electric Pad | 201 | Pad | Structure | StructureJunction | 106 | Electric Pad | 201 | Pad | SurfaceStructure | SUBTYPECD | 5 | [6 empty] | fme_feature_type | ASSETGROUP | ASSETTYPE | ASSETGROUPDESC | ASSETTYPEDESC | _UNFEATURECLASS | _domainNetworkName
Structure | StructureJunction | 107 | Electric Pedestal | 0 | Unknown | Structure | StructureJunction | 107 | Electric Pedestal | 0 | Unknown | SurfaceStructure | SUBTYPECD | 0 | [6 empty] | fme_feature_type | ASSETGROUP | ASSETTYPE | ASSETGROUPDESC | ASSETTYPEDESC | _UNFEATURECLASS | _domainNetworkName
Structure | StructureJunction | 107 | Electric Pedestal | 241 | Pedestal | Structure | StructureJunction | 107 | Electric Pedestal | 241 | Pedestal | SurfaceStructure | SUBTYPECD | 6 | [6 empty] | fme_feature_type | ASSETGROUP | ASSETTYPE | ASSETGROUPDESC | ASSETTYPEDESC | _UNFEATURECLASS | _domainNetworkName
[6 empty] | Structure | StructureJunction | 107 | Electric Pedestal | 242 | Meter Pedestal | [9 empty] | fme_feature_type | ASSETGROUP | ASSETTYPE | ASSETGROUPDESC | ASSETTYPEDESC | _UNFEATURECLASS | _domainNetworkName
Structure | StructureJunction | 108 | Electric Platform | 0 | Unknown | Structure | StructureJunction | 108 | Electric Platform | 0 | Unknown | [9 empty] | fme_feature_type | ASSETGROUP | ASSETTYPE | ASSETGROUPDESC | ASSETTYPEDESC | _UNFEATURECLASS | _domainNetworkName
Structure | StructureJunction | 108 | Electric Platform | 281 | Platform | Structure | StructureJunction | 108 | Electric Platform | 281 | Platform | [9 empty] | fme_feature_type | ASSETGROUP | ASSETTYPE | ASSETGROUPDESC | ASSETTYPEDESC | _UNFEATURECLASS | _domainNetworkName
Structure | StructureJunction | 110 | Electric Vault | 0 | Unknown | Structure | StructureJunction | 110 | Electric Vault | 0 | Unknown | UndergroundStructure | SUBTYPECD | 0 | [6 empty] | fme_feature_type | ASSETGROUP | ASSETTYPE | ASSETGROUPDESC | ASSETTYPEDESC | _UNFEATURECLASS | _domainNetworkName
Structure | StructureJunction | 110 | Electric Vault | 361 | Vault | Structure | StructureJunction | 110 | Electric Vault | 361 | Vault | UndergroundStructure | SUBTYPECD | 3 | [6 empty] | fme_feature_type | ASSETGROUP | ASSETTYPE | ASSETGROUPDESC | ASSETTYPEDESC | _UNFEATURECLASS | _domainNetworkName
Structure | StructureJunction | 112 | Electric Bay | 0 | Unknown | Structure | StructureJunction | 112 | Electric Bay | 0 | Unknown | [9 empty] | fme_feature_type | ASSETGROUP | ASSETTYPE | ASSETGROUPDESC | ASSETTYPEDESC | _UNFEATURECLASS | _domainNetworkName
Structure | StructureJunction | 112 | Electric Bay | 441 | Cabinet Bay | Structure | StructureJunction | 112 | Electric Bay | 441 | Cabinet Bay | Switch | SUBTYPECD | 3 | [6 empty] | fme_feature_type | ASSETGROUP | ASSETTYPE | ASSETGROUPDESC | ASSETTYPEDESC | _UNFEATURECLASS | _domainNetworkName
Structure | StructureJunction | 112 | Electric Bay | 441 | Cabinet Bay | Structure | StructureJunction | 112 | Electric Bay | 441 | Cabinet Bay | Switch | SUBTYPECD | 4 | [6 empty] | fme_feature_type | ASSETGROUP | ASSETTYPE | ASSETGROUPDESC | ASSETTYPEDESC | _UNFEATURECLASS | _domainNetworkName
Structure | StructureJunction | 112 | Electric Bay | 441 | Cabinet Bay | Structure | StructureJunction | 112 | Electric Bay | 441 | Cabinet Bay | Switch | SUBTYPECD | 5 | CONSTRUCTIONTYPE | Underground |  |  |  |  | fme_feature_type | ASSETGROUP | ASSETTYPE | ASSETGROUPDESC | ASSETTYPEDESC | _UNFEATURECLASS | _domainNetworkName
Structure | StructureJunction | 112 | Electric Bay | 441 | Cabinet Bay | Structure | StructureJunction | 112 | Electric Bay | 441 | Cabinet Bay | Fuse | SUBTYPECD | 1 | CONSTRUCTIONTYPE | Underground |  |  |  |  | fme_feature_type | ASSETGROUP | ASSETTYPE | ASSETGROUPDESC | ASSETTYPEDESC | _UNFEATURECLASS | _domainNetworkName
Structure | StructureJunction | 112 | Electric Bay | 441 | Cabinet Bay | Structure | StructureJunction | 112 | Electric Bay | 441 | Cabinet Bay | Fuse | SUBTYPECD | 3 | _FACILITYTYPE | switch |  |  |  |  | fme_feature_type | ASSETGROUP | ASSETTYPE | ASSETGROUPDESC | ASSETTYPEDESC | _UNFEATURECLASS | _domainNetworkName
Structure | StructureJunction | 112 | Electric Bay | 441 | Cabinet Bay | Structure | StructureJunction | 112 | Electric Bay | 441 | Cabinet Bay | Fuse | SUBTYPECD | 4 | CONSTRUCTIONTYPE | Underground |  |  |  |  | fme_feature_type | ASSETGROUP | ASSETTYPE | ASSETGROUPDESC | ASSETTYPEDESC | _UNFEATURECLASS | _domainNetworkName
Structure | StructureJunction | 112 | Electric Bay | 442 | Substation Bay | Structure | StructureJunction | 112 | Electric Bay | 442 | Substation Bay | [9 empty] | fme_feature_type | ASSETGROUP | ASSETTYPE | ASSETGROUPDESC | ASSETTYPEDESC | _UNFEATURECLASS | _domainNetworkName
Structure | StructureJunction | 120 | Electric High Voltage Pole | 0 | Unknown | Structure | StructureJunction | 120 | Electric High Voltage Pole | 0 | Unknown | [9 empty] | fme_feature_type | ASSETGROUP | ASSETTYPE | ASSETGROUPDESC | ASSETTYPEDESC | _UNFEATURECLASS | _domainNetworkName
Structure | StructureJunction | 120 | Electric High Voltage Pole | 321 | H-Frame | Structure | StructureJunction | 120 | Electric High Voltage Pole | 321 | H-Frame | [9 empty] | fme_feature_type | ASSETGROUP | ASSETTYPE | ASSETGROUPDESC | ASSETTYPEDESC | _UNFEATURECLASS | _domainNetworkName
Structure | StructureJunction | 120 | Electric High Voltage Pole | 324 | Single Pole | Structure | StructureJunction | 120 | Electric High Voltage Pole | 324 | Single Pole | [9 empty] | fme_feature_type | ASSETGROUP | ASSETTYPE | ASSETGROUPDESC | ASSETTYPEDESC | _UNFEATURECLASS | _domainNetworkName
Structure | StructureJunction | 120 | Electric High Voltage Pole | 330 | Single Circuit Lattice | Structure | StructureJunction | 120 | Electric High Voltage Pole | 330 | Single Circuit Lattice | [9 empty] | fme_feature_type | ASSETGROUP | ASSETTYPE | ASSETGROUPDESC | ASSETTYPEDESC | _UNFEATURECLASS | _domainNetworkName
Structure | StructureJunction | 120 | Electric High Voltage Pole | 331 | Dual Circuit Lattice | Structure | StructureJunction | 120 | Electric High Voltage Pole | 331 | Dual Circuit Lattice | [9 empty] | fme_feature_type | ASSETGROUP | ASSETTYPE | ASSETGROUPDESC | ASSETTYPEDESC | _UNFEATURECLASS | _domainNetworkName
Structure | StructureJunction | 120 | Electric High Voltage Pole | 332 | Triple Circuit Lattice | Structure | StructureJunction | 120 | Electric High Voltage Pole | 332 | Triple Circuit Lattice | [9 empty] | fme_feature_type | ASSETGROUP | ASSETTYPE | ASSETGROUPDESC | ASSETTYPEDESC | _UNFEATURECLASS | _domainNetworkName
Structure | StructureJunction | 120 | Electric High Voltage Pole | 333 | Quadruple Circuit Lattice | Structure | StructureJunction | 120 | Electric High Voltage Pole | 333 | Quadruple Circuit Lattice | [9 empty] | fme_feature_type | ASSETGROUP | ASSETTYPE | ASSETGROUPDESC | ASSETTYPEDESC | _UNFEATURECLASS | _domainNetworkName
Structure | StructureJunction | 121 | Electric Medium Voltage Pole | 0 | Unknown | Structure | StructureJunction | 121 | Electric Medium Voltage Pole | 0 | Unknown | SupportStructure | SUBTYPECD | 0 | [6 empty] | fme_feature_type | ASSETGROUP | ASSETTYPE | ASSETGROUPDESC | ASSETTYPEDESC | _UNFEATURECLASS | _domainNetworkName
Structure | StructureJunction | 121 | Electric Medium Voltage Pole | 321 | H-Frame | Structure | StructureJunction | 121 | Electric Medium Voltage Pole | 321 | H-Frame | [9 empty] | fme_feature_type | ASSETGROUP | ASSETTYPE | ASSETGROUPDESC | ASSETTYPEDESC | _UNFEATURECLASS | _domainNetworkName
Structure | StructureJunction | 121 | Electric Medium Voltage Pole | 324 | Single Pole | Structure | StructureJunction | 121 | Electric Medium Voltage Pole | 324 | Single Pole | SupportStructure | SUBTYPECD | 1 | [6 empty] | fme_feature_type | ASSETGROUP | ASSETTYPE | ASSETGROUPDESC | ASSETTYPEDESC | _UNFEATURECLASS | _domainNetworkName
Structure | StructureJunction | 121 | Electric Medium Voltage Pole | 324 | Single Pole | Structure | StructureJunction | 121 | Electric Medium Voltage Pole | 324 | Single Pole | SupportStructure | SUBTYPECD | 2 | [6 empty] | fme_feature_type | ASSETGROUP | ASSETTYPE | ASSETGROUPDESC | ASSETTYPEDESC | _UNFEATURECLASS | _domainNetworkName
Structure | StructureJunction | 121 | Electric Medium Voltage Pole | 324 | Single Pole | Structure | StructureJunction | 121 | Electric Medium Voltage Pole | 324 | Single Pole | SupportStructure | SUBTYPECD | 5 | [6 empty] | fme_feature_type | ASSETGROUP | ASSETTYPE | ASSETGROUPDESC | ASSETTYPEDESC | _UNFEATURECLASS | _domainNetworkName
Structure | StructureJunction | 121 | Electric Medium Voltage Pole | 324 | Single Pole | Structure | StructureJunction | 121 | Electric Medium Voltage Pole | 324 | Single Pole | SupportStructure | SUBTYPECD | 6 | [6 empty] | fme_feature_type | ASSETGROUP | ASSETTYPE | ASSETGROUPDESC | ASSETTYPEDESC | _UNFEATURECLASS | _domainNetworkName
Structure | StructureJunction | 121 | Electric Medium Voltage Pole | 325 | Riser Guard | Structure | StructureJunction | 121 | Electric Medium Voltage Pole | 325 | Riser Guard | [9 empty] | fme_feature_type | ASSETGROUP | ASSETTYPE | ASSETGROUPDESC | ASSETTYPEDESC | _UNFEATURECLASS | _domainNetworkName
Structure | StructureJunction | 122 | Electric Low Voltage Pole | 0 | Unknown | Structure | StructureJunction | 122 | Electric Low Voltage Pole | 0 | Unknown | SupportStructure | SUBTYPECD | 0 | [6 empty] | fme_feature_type | ASSETGROUP | ASSETTYPE | ASSETGROUPDESC | ASSETTYPEDESC | _UNFEATURECLASS | _domainNetworkName
Structure | StructureJunction | 122 | Electric Low Voltage Pole | 324 | Single Pole | Structure | StructureJunction | 122 | Electric Low Voltage Pole | 324 | Single Pole | SupportStructure | SUBTYPECD | 3 | [6 empty] | fme_feature_type | ASSETGROUP | ASSETTYPE | ASSETGROUPDESC | ASSETTYPEDESC | _UNFEATURECLASS | _domainNetworkName
Structure | StructureJunction | 122 | Electric Low Voltage Pole | 324 | Single Pole | Structure | StructureJunction | 122 | Electric Low Voltage Pole | 324 | Single Pole | SupportStructure | SUBTYPECD | 4 | [6 empty] | fme_feature_type | ASSETGROUP | ASSETTYPE | ASSETGROUPDESC | ASSETTYPEDESC | _UNFEATURECLASS | _domainNetworkName
Structure | StructureJunction | 122 | Electric Low Voltage Pole | 324 | Single Pole | Structure | StructureJunction | 122 | Electric Low Voltage Pole | 324 | Single Pole | [9 empty] | fme_feature_type | ASSETGROUP | ASSETTYPE | ASSETGROUPDESC | ASSETTYPEDESC | _UNFEATURECLASS | _domainNetworkName
Structure | StructureJunction | 122 | Electric Low Voltage Pole | 325 | Ornamental | Structure | StructureJunction | 122 | Electric Low Voltage Pole | 325 | Ornamental | SupportStructure | SUBTYPECD | 7 | [6 empty] | fme_feature_type | ASSETGROUP | ASSETTYPE | ASSETGROUPDESC | ASSETTYPEDESC | _UNFEATURECLASS | _domainNetworkName
Structure | StructureJunction | 122 | Electric Low Voltage Pole | 326 | Riser Guard | Structure | StructureJunction | 122 | Electric Low Voltage Pole | 326 | Riser Guard | [9 empty] | fme_feature_type | ASSETGROUP | ASSETTYPE | ASSETGROUPDESC | ASSETTYPEDESC | _UNFEATURECLASS | _domainNetworkName
Structure | StructureJunction | 123 | Electric Support Pole | 0 | Unknown | Structure | StructureJunction | 123 | Electric Support Pole | 0 | Unknown | [9 empty] | fme_feature_type | ASSETGROUP | ASSETTYPE | ASSETGROUPDESC | ASSETTYPEDESC | _UNFEATURECLASS | _domainNetworkName
Structure | StructureJunction | 123 | Electric Support Pole | 326 | Stub | Structure | StructureJunction | 123 | Electric Support Pole | 326 | Stub | [9 empty] | fme_feature_type | ASSETGROUP | ASSETTYPE | ASSETGROUPDESC | ASSETTYPEDESC | _UNFEATURECLASS | _domainNetworkName
Structure | StructureJunction | 123 | Electric Support Pole | 327 | Push Brace | Structure | StructureJunction | 123 | Electric Support Pole | 327 | Push Brace | [9 empty] | fme_feature_type | ASSETGROUP | ASSETTYPE | ASSETGROUPDESC | ASSETTYPEDESC | _UNFEATURECLASS | _domainNetworkName
Structure | StructureJunction | 124 | Marker | 0 | Unknown | Structure | StructureJunction | 124 | Marker | 0 | Unknown | [9 empty] | fme_feature_type | ASSETGROUP | ASSETTYPE | ASSETGROUPDESC | ASSETTYPEDESC | _UNFEATURECLASS | _domainNetworkName
Structure | StructureJunction | 124 | Marker | 461 | Aerial | Structure | StructureJunction | 124 | Marker | 461 | Aerial | [9 empty] | fme_feature_type | ASSETGROUP | ASSETTYPE | ASSETGROUPDESC | ASSETTYPEDESC | _UNFEATURECLASS | _domainNetworkName
Structure | StructureJunction | 124 | Marker | 462 | Buried Cable | Structure | StructureJunction | 124 | Marker | 462 | Buried Cable | [9 empty] | fme_feature_type | ASSETGROUP | ASSETTYPE | ASSETGROUPDESC | ASSETTYPEDESC | _UNFEATURECLASS | _domainNetworkName
Structure | StructureJunction | 124 | Marker | 463 | Overhead Water Crossing | Structure | StructureJunction | 124 | Marker | 463 | Overhead Water Crossing | [9 empty] | fme_feature_type | ASSETGROUP | ASSETTYPE | ASSETGROUPDESC | ASSETTYPEDESC | _UNFEATURECLASS | _domainNetworkName
Structure | StructureLine | 0 | Unknown | 0 | Unknown | Structure | StructureLine | 0 | Unknown | 0 | Unknown | [9 empty] | fme_feature_type | ASSETGROUP | ASSETTYPE | ASSETGROUPDESC | ASSETTYPEDESC | _UNFEATURECLASS | _domainNetworkName
Structure | StructureLine | 101 | Electric Duct | 0 | Unknown | Structure | StructureLine | 101 | Electric Duct | 0 | Unknown | [9 empty] | fme_feature_type | ASSETGROUP | ASSETTYPE | ASSETGROUPDESC | ASSETTYPEDESC | _UNFEATURECLASS | _domainNetworkName
Structure | StructureLine | 101 | Electric Duct | 41 | Duct | Structure | StructureLine | 101 | Electric Duct | 41 | Duct | [9 empty] | fme_feature_type | ASSETGROUP | ASSETTYPE | ASSETGROUPDESC | ASSETTYPEDESC | _UNFEATURECLASS | _domainNetworkName
Structure | StructureLine | 102 | Electric Duct Bank | 0 | Unknown | Structure | StructureLine | 102 | Electric Duct Bank | 0 | Unknown | [9 empty] | fme_feature_type | ASSETGROUP | ASSETTYPE | ASSETGROUPDESC | ASSETTYPEDESC | _UNFEATURECLASS | _domainNetworkName
Structure | StructureLine | 102 | Electric Duct Bank | 81 | Duct Bank | Structure | StructureLine | 102 | Electric Duct Bank | 81 | Duct Bank | [9 empty] | fme_feature_type | ASSETGROUP | ASSETTYPE | ASSETGROUPDESC | ASSETTYPEDESC | _UNFEATURECLASS | _domainNetworkName
Structure | StructureLine | 103 | Electric Aerial Support | 0 | Unknown | Structure | StructureLine | 103 | Electric Aerial Support | 0 | Unknown | [9 empty] | fme_feature_type | ASSETGROUP | ASSETTYPE | ASSETGROUPDESC | ASSETTYPEDESC | _UNFEATURECLASS | _domainNetworkName
Structure | StructureLine | 103 | Electric Aerial Support | 121 | Bridge Suspension | Structure | StructureLine | 103 | Electric Aerial Support | 121 | Bridge Suspension | [9 empty] | fme_feature_type | ASSETGROUP | ASSETTYPE | ASSETGROUPDESC | ASSETTYPEDESC | _UNFEATURECLASS | _domainNetworkName
Structure | StructureLine | 103 | Electric Aerial Support | 122 | Other Suspension | Structure | StructureLine | 103 | Electric Aerial Support | 122 | Other Suspension | [9 empty] | fme_feature_type | ASSETGROUP | ASSETTYPE | ASSETGROUPDESC | ASSETTYPEDESC | _UNFEATURECLASS | _domainNetworkName
Structure | StructureLine | 103 | Electric Aerial Support | 123 | Spanguy | Structure | StructureLine | 103 | Electric Aerial Support | 123 | Spanguy | [9 empty] | fme_feature_type | ASSETGROUP | ASSETTYPE | ASSETGROUPDESC | ASSETTYPEDESC | _UNFEATURECLASS | _domainNetworkName
Structure | StructureLine | 103 | Electric Aerial Support | 124 | Shield Wire | Structure | StructureLine | 103 | Electric Aerial Support | 124 | Shield Wire | [9 empty] | fme_feature_type | ASSETGROUP | ASSETTYPE | ASSETGROUPDESC | ASSETTYPEDESC | _UNFEATURECLASS | _domainNetworkName
Structure | StructureLine | 104 | Electric Trench | 0 | Unknown | Structure | StructureLine | 104 | Electric Trench | 0 | Unknown | [9 empty] | fme_feature_type | ASSETGROUP | ASSETTYPE | ASSETGROUPDESC | ASSETTYPEDESC | _UNFEATURECLASS | _domainNetworkName
Structure | StructureLine | 104 | Electric Trench | 101 | Trench | Structure | StructureLine | 104 | Electric Trench | 101 | Trench | [9 empty] | fme_feature_type | ASSETGROUP | ASSETTYPE | ASSETGROUPDESC | ASSETTYPEDESC | _UNFEATURECLASS | _domainNetworkName
Structure | StructureLine | 105 | Electric High Voltage Conduit | 0 | Unknown | Structure | StructureLine | 105 | Electric High Voltage Conduit | 0 | Unknown | [9 empty] | fme_feature_type | ASSETGROUP | ASSETTYPE | ASSETGROUPDESC | ASSETTYPEDESC | _UNFEATURECLASS | _domainNetworkName
Structure | StructureLine | 105 | Electric High Voltage Conduit | 121 | Conduit | Structure | StructureLine | 105 | Electric High Voltage Conduit | 121 | Conduit | [9 empty] | fme_feature_type | ASSETGROUP | ASSETTYPE | ASSETGROUPDESC | ASSETTYPEDESC | _UNFEATURECLASS | _domainNetworkName
Structure | StructureLine | 106 | Electric Low Voltage Conduit | 0 | Unknown | Structure | StructureLine | 106 | Electric Low Voltage Conduit | 0 | Unknown | [9 empty] | fme_feature_type | ASSETGROUP | ASSETTYPE | ASSETGROUPDESC | ASSETTYPEDESC | _UNFEATURECLASS | _domainNetworkName
Structure | StructureLine | 106 | Electric Low Voltage Conduit | 121 | Conduit | Structure | StructureLine | 106 | Electric Low Voltage Conduit | 121 | Conduit | [9 empty] | fme_feature_type | ASSETGROUP | ASSETTYPE | ASSETGROUPDESC | ASSETTYPEDESC | _UNFEATURECLASS | _domainNetworkName
Structure | StructureLine | 107 | Electric Medium Voltage Conduit | 0 | Unknown | Structure | StructureLine | 107 | Electric Medium Voltage Conduit | 0 | Unknown | [9 empty] | fme_feature_type | ASSETGROUP | ASSETTYPE | ASSETGROUPDESC | ASSETTYPEDESC | _UNFEATURECLASS | _domainNetworkName
Structure | StructureLine | 107 | Electric Medium Voltage Conduit | 121 | Conduit | Structure | StructureLine | 107 | Electric Medium Voltage Conduit | 121 | Conduit | [9 empty] | fme_feature_type | ASSETGROUP | ASSETTYPE | ASSETGROUPDESC | ASSETTYPEDESC | _UNFEATURECLASS | _domainNetworkName
[6 empty] | Structure | StructureLine | 108 | Electric Medium Voltage Conduit | 0 | Unknown | [9 empty] | fme_feature_type | ASSETGROUP | ASSETTYPE | ASSETGROUPDESC | ASSETTYPEDESC | _UNFEATURECLASS | _domainNetworkName
[6 empty] | Structure | StructureLine | 108 | Electric Medium Voltage Conduit | 141 | Station Fence | [9 empty] | fme_feature_type | ASSETGROUP | ASSETTYPE | ASSETGROUPDESC | ASSETTYPEDESC | _UNFEATURECLASS | _domainNetworkName
[6 empty] | Structure | StructureLine | 108 | Electric Medium Voltage Conduit | 142 | Station Gate | [9 empty] | fme_feature_type | ASSETGROUP | ASSETTYPE | ASSETGROUPDESC | ASSETTYPEDESC | _UNFEATURECLASS | _domainNetworkName
Note on M55: Mark Stoakes: Note: some Fuses also as Structure, Electric Bay
Note on M57: Mark Stoakes: Note: some Fuses also as Structure, Electric Bay
Note on P61: Mark Stoakes: set in AttributeManager
Note on P62: Mark Stoakes: set in AttributeManager
Note on M87: Mark Stoakes: Note: some Switches also as Structure, Electric Bay
Note on M90: Mark Stoakes: 2019-10-08 Changed form using phase to constructiontype
Note on D113: Mark Stoakes: 2019-10-08 as per John Alsup: Switchgear is now: ElectricAssembly/Medium Voltage Switch Bank/ Pad Mounted Switch
Note on J113: Mark Stoakes: 2019-10-08 as per John Alsup: Switchgear is now: ElectricAssembly/Medium Voltage Switch Bank/ Pad Mounted Switch
Note on M113: Mark Stoakes: from SwitchingFacility
Note on M114: Mark Stoakes: from SwitchingFacility
Note on M115: Mark Stoakes: from SwitchingFacility
Note on M116: Mark Stoakes: from SwitchingFacility
Note on M117: Mark Stoakes: from SwitchingFacility
Note on R161: Mark Stoakes: 2019-10-21 added CONSTRUCTIONTYPE
Note on L184: Mark Stoakes: more closely matches XFR {EE831F69-25BA-4073-B5F5-623EAA3D4CD4} 2020-04-21 MarkS
Note on N340: Mark Stoakes: check suptypes
Note on D378: Mark Stoakes: renamed as per JohnA
Note on J378: Mark Stoakes: renamed as per JohnA
Note on M393: Mark Stoakes: For ElectricDeviceUnit table mapping
Note on O444: Mark Stoakes: Made assumbtion regarding SUBTYPE
Note on O448: Mark Stoakes: Made assumbtion regarding SUBTYPE
Note on M469: Mark Stoakes: for ElectricDeviceUnit table mapping
Note on O489: Mark Stoakes: No SUBTYPECD in original V1 mappings. Assuming SUBTYPECD = 1 MAS 2019-11-07
Note on O537: Mark Stoakes: No SUBTYPECD in original V1 mappings. Assuming SUBTYPECD = 1
Note on O543: Mark Stoakes: No SUBTYPECD in original V1 mappings. Assuming SUBTYPECD = 1
Note on O547: Mark Stoakes: No SUBTYPECD in original V1 mappings. Assuming SUBTYPECD = 1
Note on Q574: Mark Stoakes: Clashes with 3P
Note on M588: Mark Stoakes: for electricDeviceUnit table mapping
Note on F633: Mark Stoakes: can't find these in the V3.2 schema
Note on L633: Mark Stoakes: can't find these in the V3.2 schema
Note on F651: Mark Stoakes: can't find these in the V3.2 schema
Note on L651: Mark Stoakes: can't find these in the V3.2 schema
Note on M817: Mark Stoakes: ConductorInfo to ElectricWireData table
Note on M864: Mark Stoakes: from SwitchingFacility
Note on L865: Mark Stoakes: changed for Assembly / Medium Voltage Transformer Bank / Pad Mounted Single Phase was a Cabinet
Note on P891: Mark Stoakes: created in AttrbuteManager

## Domains
ArcGISFeatureClass | ArcGISAttrName | UNAttrName | ArcGISDesc | ArcGISCode | UNDesc | UNCode | FeatureTypeAttr | UNSystem
| PHASEDESIGNATION | PHASESNORMAL |  |  | DeEnergized | 0
| PHASEDESIGNATION | PHASESNORMAL | C | 1 | C | 1
| PHASEDESIGNATION | PHASESNORMAL | B | 2 | B | 2
| PHASEDESIGNATION | PHASESNORMAL | BC | 3 | BC | 3
| PHASEDESIGNATION | PHASESNORMAL | A | 4 | A | 4
| PHASEDESIGNATION | PHASESNORMAL | AC | 5 | AC | 5
| PHASEDESIGNATION | PHASESNORMAL | AB | 6 | AB | 6
| PHASEDESIGNATION | PHASESNORMAL | ABC | 7 | ABC | 7
SupportStructure | MATERIAL | MATERIAL |  | C | Precast Concrete | 8 | fme_feature_type
SupportStructure | MATERIAL | MATERIAL |  | A | Other | 20 | fme_feature_type
SupportStructure | MATERIAL | MATERIAL |  | TIN | Unknown | 0 | fme_feature_type
SupportStructure | MATERIAL | MATERIAL |  |  | Unknown | 0 | fme_feature_type
SupportStructure | MATERIAL | MATERIAL |  | W | Wood | 7 | fme_feature_type
SupportStructure | MATERIAL | MATERIAL |  | <Null> | Unknown | 0 | fme_feature_type
SurfaceStructure | MATERIAL | MATERIAL |  |  | Unknown | 0 | fme_feature_type
SurfaceStructure | MATERIAL | MATERIAL |  |  | Carbon Fiber | 0 | fme_feature_type
SurfaceStructure | MATERIAL | MATERIAL |  |  | Composite | 0 | fme_feature_type
SurfaceStructure | MATERIAL | MATERIAL |  |  | Fiberglass | 4 | fme_feature_type
SurfaceStructure | MATERIAL | MATERIAL |  |  | Monofilament | 0 | fme_feature_type
SurfaceStructure | MATERIAL | MATERIAL |  | S | Steel | 6 | fme_feature_type
SurfaceStructure | MATERIAL | MATERIAL |  | W | Wood | 7 | fme_feature_type
SurfaceStructure | MATERIAL | MATERIAL |  | C | Poured Concrete | 8 | fme_feature_type
SurfaceStructure | MATERIAL | MATERIAL |  | C | Precast Concrete | 9 | fme_feature_type
SurfaceStructure | MATERIAL | MATERIAL |  | A | Other | 20 | fme_feature_type
SurfaceStructure | MATERIAL | MATERIAL |  | TIN | Unknown | 0 | fme_feature_type
SurfaceStructure | MATERIAL | MATERIAL |  | B | Unknown | 0 | fme_feature_type
SurfaceStructure | MATERIAL | MATERIAL |  |  | Unknown | 0 | fme_feature_type
SurfaceStructure | MATERIAL | MATERIAL |  | <Null> | Unknown | 0 | fme_feature_type
UndergroundStructure | MATERIAL | MATERIAL |  | <Null> | Unknown | 0 | fme_feature_type
UndergroundStructure | MATERIAL | MATERIAL |  |  | Unknown | 0 | fme_feature_type
SwitchingFacility | MATERIAL | MATERIAL |  |  | Unknown | 0 | fme_feature_type
| INSULATIONTYPE | INSULATIONTYPE |  | <Null> | Unknown | 0
| INSULATIONTYPE | INSULATIONTYPE |  | BAR |  | 1
| INSULATIONTYPE | INSULATIONTYPE |  | XLP | cross linked poly | 2
| INSULATIONTYPE | INSULATIONTYPE |  | x |  | 3
| INSULATIONTYPE | INSULATIONTYPE |  | x |  | 4
| INSULATIONTYPE | INSULATIONTYPE |  | x |  | 5
| INSULATIONTYPE | INSULATIONTYPE |  | x |  | 6
| INSULATIONTYPE | INSULATIONTYPE |  | x |  | 7
| INSULATIONTYPE | INSULATIONTYPE |  | x |  | 8
Note on B1: Case sensitive - uppercase
Note on D1: Mark Stoakes: Not used -for information only
Note on F1: Mark Stoakes: Not used -for information only
Note on G1: Mark Stoakes: <null> - we have to convert this to a 'true' null after the domain mapping
Note on I1: Mark Stoakes: Not used -for information only
Note on C2: Mark Stoakes: set this to uppercase
Note on F11: Mark Stoakes: Just a guess
Note on G23: Mark Stoakes: UN domain Electric_Structure_Junction_Pad_Material does not have 8 (concrete)
Note on F25: Mark Stoakes: Just a guess
Note on C33: Mark Stoakes: ConductorInfo

## DomainsNominalVoltage
ArcGISFeatureClass | ArcGISAttrName | UNAttrName | UNAttrNameLG | ArcGISDesc | ArcGISCode | UNDesc | UNCode | UNCodeLG | FeatureTypeAttr | UNSystem
| NOMINALVOLTAGE | NOMINALVOLTAGE | NOMINALVOLTAGELG | 120 V | 10 | 208/120 Wye | <null> | 120 |  | Wye
| NOMINALVOLTAGE | NOMINALVOLTAGE | NOMINALVOLTAGELG | 120/208 V | 20 | 208/120 Wye | 208 | 120 |  | Wye
| NOMINALVOLTAGE | NOMINALVOLTAGE | NOMINALVOLTAGELG | 120/240 V | 30 | 120/240 V Wye | 240 | 120 |  | Wye
| NOMINALVOLTAGE | NOMINALVOLTAGE | NOMINALVOLTAGELG | 277/480 V | 50 | 277/480 V Wye | 480 | 277 |  | Wye
| NOMINALVOLTAGE | NOMINALVOLTAGE | NOMINALVOLTAGELG | 480 V | 60 | 480 V Delta | 480 | <null> |  | Delta
| NOMINALVOLTAGE | NOMINALVOLTAGE | NOMINALVOLTAGELG | 2400 V Delta | 80 | 2400 V Delta | 2400 | <null> |  | Delta
| NOMINALVOLTAGE | NOMINALVOLTAGE | NOMINALVOLTAGELG |  |  | 4.16 kV/2.4 KV | 4160 | 2400 |  | Wye
| NOMINALVOLTAGE | NOMINALVOLTAGE | NOMINALVOLTAGELG |  | 110 | 4.16 kV Delta | 4160 | <null> |  | Delta
| NOMINALVOLTAGE | NOMINALVOLTAGE | NOMINALVOLTAGELG | 4160 V Delta | 110 | 4160 V Delta | 4160 | <null> |  | Delta
| NOMINALVOLTAGE | NOMINALVOLTAGE | NOMINALVOLTAGELG |  |  | 4.8 kV Delta | 4800 | <null> |  | Delta
| NOMINALVOLTAGE | NOMINALVOLTAGE | NOMINALVOLTAGELG |  |  | 6.9 kV Delta | 6900 | <null> |  | Delta
| NOMINALVOLTAGE | NOMINALVOLTAGE | NOMINALVOLTAGELG | 7.2 kV Grounded Wye | 160 | 7200 V Delta | 7200 | <null> |  | Delta
| NOMINALVOLTAGE | NOMINALVOLTAGE | NOMINALVOLTAGELG |  |  | 7.2 kV/4.16 kV Grounded Wye | 7200 | 4160 |  | Wye
| NOMINALVOLTAGE | NOMINALVOLTAGE | NOMINALVOLTAGELG |  |  | 8 kV/4.8 kV Wye | 8320 | 4800 |  | Wye
| NOMINALVOLTAGE | NOMINALVOLTAGE | NOMINALVOLTAGELG |  |  | 8.32 kV/4.8 kV Wye | 8320 | 4800 |  | Wye
| NOMINALVOLTAGE | NOMINALVOLTAGE | NOMINALVOLTAGELG |  |  | 12 kV/6.93 kV Wye | 12000 | 6930 |  | Wye
| NOMINALVOLTAGE | NOMINALVOLTAGE | NOMINALVOLTAGELG |  | 210 | 12.47 kV/7.2 kV Grounded Wye | 12470 | 7200 |  | Wye
| NOMINALVOLTAGE | NOMINALVOLTAGE | NOMINALVOLTAGELG |  | 210 | 12.5 kV/7.2 kV Grounded Wye | 12470 | 7200 |  | Wye
| NOMINALVOLTAGE | NOMINALVOLTAGE | NOMINALVOLTAGELG |  | 230 | 13.2 kV/7.62 Grounded Wye | 13200 | 7620 |  | Wye
| NOMINALVOLTAGE | NOMINALVOLTAGE | NOMINALVOLTAGELG |  | 230 | 13.2 kV/7.6 Grounded Wye | 13200 | 7620 |  | Wye
| NOMINALVOLTAGE | NOMINALVOLTAGE | NOMINALVOLTAGELG |  | 250 | 13.8 kV/7.9 Grounded Wye | 13800 | 7970 |  | Wye
| NOMINALVOLTAGE | NOMINALVOLTAGE | NOMINALVOLTAGELG |  | 270 | 13.8 kV/7.97 Grounded Wye | 13800 | 7970 |  | Wye
| NOMINALVOLTAGE | NOMINALVOLTAGE | NOMINALVOLTAGELG |  | 270 | 13.8 kV/8 kV Grounded Wye | 13800 | 7970 |  | Wye
| NOMINALVOLTAGE | NOMINALVOLTAGE | NOMINALVOLTAGELG |  | 260 | 13.8 kV Delta | 13800 | <null> |  | Delta
| NOMINALVOLTAGE | NOMINALVOLTAGE | NOMINALVOLTAGELG |  |  | 13800 V Delta | 13800 | <null> |  | Delta
| NOMINALVOLTAGE | NOMINALVOLTAGE | NOMINALVOLTAGELG |  |  | 20 kV/12 kV Grounded Wye | 20780 | 12000 |  | Wye
| NOMINALVOLTAGE | NOMINALVOLTAGE | NOMINALVOLTAGELG |  |  | 20.78 kV/12 kV Grounded Wye | 20780 | 12000 |  | Wye
| NOMINALVOLTAGE | NOMINALVOLTAGE | NOMINALVOLTAGELG |  |  | 22.86 kV/13.2 kV Grounded Wye | 22860 | 13200 |  | Wye
| NOMINALVOLTAGE | NOMINALVOLTAGE | NOMINALVOLTAGELG |  |  | 23 kV Delta | 23000 | <null> |  | Delta
| NOMINALVOLTAGE | NOMINALVOLTAGE | NOMINALVOLTAGELG |  | 330 | 24.9 kV/14.4 kV Grounded Wye | 24940 | 14400 |  | Wye
| NOMINALVOLTAGE | NOMINALVOLTAGE | NOMINALVOLTAGELG |  | 340 | 24.9 kV/14.4 kV Grounded Wye | 24940 | 14400 |  | Wye
| NOMINALVOLTAGE | NOMINALVOLTAGE | NOMINALVOLTAGELG |  | 370 | 34.5 kV/19.92 kV Grounded Wye | 34500 | 19920 |  | Wye
| NOMINALVOLTAGE | NOMINALVOLTAGE | NOMINALVOLTAGELG |  | 380 | 34.5 kV/19.92 kV Grounded Wye | 34500 | 19920 |  | Wye
| NOMINALVOLTAGE | NOMINALVOLTAGE | NOMINALVOLTAGELG |  |  | 34.5 kV Delta | 34500 | <null> |  | Delta
| NOMINALVOLTAGE | NOMINALVOLTAGE | NOMINALVOLTAGELG |  |  | 46 kV Delta | 46000 | <null> |  | Delta
| NOMINALVOLTAGE | NOMINALVOLTAGE | NOMINALVOLTAGELG |  |  | 69 kV Delta | 69000 | <null> |  | Delta
| NOMINALVOLTAGE | NOMINALVOLTAGE | NOMINALVOLTAGELG |  |  | 115 kV Delta | 115000 | <null> |  | Delta
| NOMINALVOLTAGE | NOMINALVOLTAGE | NOMINALVOLTAGELG |  |  | 138 kV Delta | 138000 | <null> |  | Delta
| NOMINALVOLTAGE | NOMINALVOLTAGE | NOMINALVOLTAGELG |  |  | 161 kV Delta | 161000 | <null> |  | Delta
| NOMINALVOLTAGE | NOMINALVOLTAGE | NOMINALVOLTAGELG |  |  | 230 kV Delta | 230000 | <null> |  | Delta
| NOMINALVOLTAGE | NOMINALVOLTAGE | NOMINALVOLTAGELG |  |  | 345 kV Delta | 345000 | <null> |  | Delta
| NOMINALVOLTAGE | NOMINALVOLTAGE | NOMINALVOLTAGELG |  |  | 500 kV Delta | 500000 | <null> |  | Delta
| NOMINALVOLTAGE | NOMINALVOLTAGE | NOMINALVOLTAGELG |  |  | 765 kV Delta | 765000 | <null> |  | Delta
| NOMINALVOLTAGE | NOMINALVOLTAGE | NOMINALVOLTAGELG |  |  | 1.1 mV Delta | 1100000 | <null> |  | Delta
| NOMINALVOLTAGE | NOMINALVOLTAGE | NOMINALVOLTAGELG |  |  | 120 V Wye | <null> | 120 |  | Wye - Single Phase
| NOMINALVOLTAGE | NOMINALVOLTAGE | NOMINALVOLTAGELG |  |  | 7.2 kV Grounded Wye | <null> | 7200 |  | Wye - Single Phase
Note on B1: Case sensitive - uppercase
Note on E1: Mark Stoakes: Not used -for information only
Note on G1: Mark Stoakes: Not used -for information only
Note on H1: Mark Stoakes: <null> - we have to convert this to a 'true' null after the domain mapping
Note on I1: Mark Stoakes: <null> - we have to convert this to a 'true' null after the domain mapping
Note on K1: Mark Stoakes: Not used -for information only
Note on C2: Mark Stoakes: AG nominalvoltage maps to both UN nominalvoltage (L-L) & nominalvoltagelg. The L-G mapping MUST come first or else the AG nominal voltage will get clobbered.
Note on D2: Mark Stoakes: AG nominalvoltage maps to both UN nominalvoltage (L-L) & nominalvoltagelg. The L-G mapping MUST come first or else the AG nominal voltage will get clobbered.
Note on C3: Mark Stoakes: AG nominalvoltage maps to both UN nominalvoltage (L-L) & nominalvoltagelg. The L-G mapping MUST come first or else the AG nominal voltage will get clobbered.
Note on D3: Mark Stoakes: AG nominalvoltage maps to both UN nominalvoltage (L-L) & nominalvoltagelg. The L-G mapping MUST come first or else the AG nominal voltage will get clobbered.

## LineToJunctionLookup
LineAssetGroupDesc | LineAssetTypeDesc | JunctionAssetGroupDesc | JunctionAssetTypeDesc
Low Voltage Conductor | Unknown | Low Voltage Line End | Unknown
Low Voltage Conductor | Overhead | Low Voltage Line End | Overhead Line End
Low Voltage Conductor | Overhead | Low Voltage Line End | Overhead Line End
Low Voltage Conductor | Overhead | Low Voltage Line End | Overhead Line End
Low Voltage Conductor | Underground | Low Voltage Line End | Underground Terminator
Low Voltage Conductor | Underground | Low Voltage Line End | Underground Terminator
Low Voltage Conductor | Underground | Low Voltage Line End | Underground Terminator
Medium Voltage Conductor | Unknown | Medium Voltage Line End | Unknown
Medium Voltage Conductor | Overhead Single Phase | Medium Voltage Line End | Overhead Line End
Medium Voltage Conductor | Overhead Three Phase | Medium Voltage Line End | Overhead Line End
Medium Voltage Conductor | Overhead Two Phase | Medium Voltage Line End | Overhead Line End
Medium Voltage Conductor | Underground Single Phase | Medium Voltage Line End | Underground Terminator
Medium Voltage Conductor | Underground Three Phase | Medium Voltage Line End | Underground Terminator
Medium Voltage Conductor | Underground Two Phase | Medium Voltage Line End | Underground Terminator
Low Voltage Conductor | Unknown | Riser | Unknown
Low Voltage Conductor | Underground | Riser | Low Voltage Single Phase
Low Voltage Conductor | Underground | Riser | Low Voltage Three Phase
Low Voltage Conductor | Underground | Riser | Low Voltage Two Phase
Medium Voltage Conductor | Underground Single Phase | Riser | Medium Voltage Single Phase
Medium Voltage Conductor | Underground Three Phase | Riser | Medium Voltage Three Phase
Medium Voltage Conductor | Underground Two Phase | Riser | Medium Voltage Two Phase
Medium Voltage Busbar | Cabinet Three Phase | Medium Voltage Line End | Busbar Terminator
Medium Voltage Conductor | Overhead Single Phase | Medium Voltage Connection Point | Overhead Tap
Medium Voltage Conductor | Overhead Three Phase | Medium Voltage Connection Point | Overhead Tap
Medium Voltage Conductor | Overhead Two Phase | Medium Voltage Connection Point | Overhead Tap
Low Voltage Conductor | Overhead | Low Voltage Connection Point | Overhead Tap
Low Voltage Conductor | Overhead | Low Voltage Connection Point | Overhead Tap
Low Voltage Conductor | Overhead | Low Voltage Connection Point | Overhead Tap
Low Voltage Connector | Connector | Low Voltage Line End | Overhead Line End
Medium Voltage Connector | Single Phase | Medium Voltage Line End | Overhead Line End
Medium Voltage Connector | Three Phase | Medium Voltage Line End | Overhead Line End
Medium Voltage Connector | Two Phase | Medium Voltage Line End | Overhead Line End
Note on A1: Mark Stoakes: default junction assetgroup/type based on the line type
Note on C31: Mark Stoakes: need confirmation form JohnA

## ElectricDistributionLine
UNAttrName | ArcGISFeatureAttr | UNAttrDefaultValue
CREATIONDATE | DATECREATED
CREATOR | CREATIONUSER | Migration
LASTUPDATE
UPDATEDBY
GLOBALID | GLOBALID
LABELTEXT | LABELTEXT
NEUTRALTYPE | EQUIPTYPENEUTRAL
NOMINALVOLTAGE | NOMINALVOLTAGE <domain mapping>
PHASESBUILT
PHASESNORMAL | PHASEDESIGNATION<domain mapping>
_remove | PHASEDESIGNATION
phasescurrent
PHASESENERGIZED
COMMONCONDUCTORTYPE
NOTES
PROPOGATEDVOLTAGE
SUBNETWORKNAME
Note on A1: Trent Kading: Required Field
Note on B1: Trent Kading: Required Field
Note on C1: Trent Kading: Optional Field if wanting to set a Default vaule to a new attribute.
Note on B12: Mark Stoakes: make sure PHASEDESIGNATION is removed after domain mapping

## ElectricDistributionDevice
UNAttrName | ArcGISFeatureAttr | UNAttrDefaultValue
CONTAINMENTSTATUS
CREATIONDATE | DATECREATED
CREATOR | CREATIONUSER | Migration
LASTUPDATE
UPDATEDBY
GLOBALID | GLOBALID
ARRESETER_DISCHARGECURRENT
ASSETID | FACILITYID
DATEINSTALLED | INSTALLATIONDATE
DEVICEOWNER | OWNER
DEVICEOWNER | Owner
DEVICEOWNER | Ownership
DEVICESTATUS
FUSE_CONTINUOUS_AMPS
FUSE_INTERRUPTING_AMPS
GANGOPERATED | GANGOPERATED
KVAR | TOTALKVAR
LABELTEXT
LIGHT_WATTS
LOWSIDEVOLTAGE | LOWSIDEVOLTAGE
MANUFACTURER | MANUFACTURER
MODEL
NOTES | COMMENT
PHASESBUILT
PHASESNORMAL | PHASEDESIGNATION<domain mapping>
_remove | PHASEDESIGNATION
PHASESENERGIZED
REGULATOR_KVA
SERIALNUMBER
SERVICE_LOAD
SYMBOLROTATION | SYMBOLROTATION
TRANSFORMER_KVA | TRANSFORMER_KVA
YEARMANUFACTURED | YEARMANUFACTURED
NOMINALVOLTAGE | NOMINALVOLTAGE <domain Mapping>
GENERATIONKW
PROPOGATEDVOLTAGE
SUBNETWORK_NAME | FEEDERID
CONTROLLER_NAME
Note on A1: Trent Kading: Required Field
Note on B1: Trent Kading: Required Field
Note on C1: Trent Kading: Optional Field if wanting to set a Default vaule to a new attribute.
Note on B27: Mark Stoakes: make sure PHASEDESIGNATION is removed after domain mapping
Note on B39: Mark Stoakes: CONTROLLER_NAME set in AttributeCreator_4 = FEEDERID

## ElectricDistributionJunction
UNAttrName | ArcGISFeatureAttr | UNAttrDefaultValue
CREATIONDATE | DATECREATED
CREATOR | CREATIONUSER | Migration
LASTUPDATE
UPDATEDBY
GLOBALID | GLOBALID
LABELTEXT
NOTES
PHASESBUILT
PHASESNORMAL | PHASEDESIGNATION<domain mapping>
_remove | PHASEDESIGNATION
PHASESCURRENT
PHASESENERGIZED
SYMBOLROTATION | SYMBOLROTATION
NOMINALVOLTAGE
PROPOGATEDVOLTAGE
SUBNETWORKNAME
Note on A1: Trent Kading: Required Field
Note on B1: Trent Kading: Required Field
Note on C1: Trent Kading: Optional Field if wanting to set a Default vaule to a new attribute.

## ElectricDistributionAssembly
UNAttrName | ArcGISFeatureAttr | UNAttrDefaultValue
CREATIONDATE | DATECREATED
CREATOR | CREATIONUSER
LASTUPDATE
UPDATEDBY
GLOBALID | GLOBALID
CONFIGURATION
LABELTEXT
NOTES | COMMENT
SYMBOLROTATION | SYMBOLROTATION
SUBNETWORKNAME
Note on A1: Trent Kading: Required Field
Note on B1: Trent Kading: Required Field
Note on C1: Trent Kading: Optional Field if wanting to set a Default vaule to a new attribute.

## StructureJunction
UNAttrName | ArcGISFeatureAttr | UNAttrDefaultValue
CREATIONDATE | DATECREATED
CREATOR | CREATIONUSER | Migration
LASTUPDATE
UPDATEDBY
GLOBALID | GLOBALID
ASSETID | FACILITYID
CLASS | CLASS
COMPARTMENTS
DATEINSTALLED | INSTALLATIONDATE
DEPTH
DIAMETER
DUCTCOUNT
GUYWIREDIAMETER
GUYWIREMATERIAL
GUYANCHORSIZE
GUYANCHORTYPE
HEIGHT | HEIGHT
LABELTEXT
MANUFACTURER
MATERIAL | MATERIAL<domain mapping>
MODEL
NOTES
SERIALNUMBER
SIZE
STRUCTUREUSE
SYMBOLROTATION | SYMBOLROTATION
TREATMENT
YEARMANUFACTURED
Note on A1: Trent Kading: Required Field
Note on B1: Trent Kading: Required Field
Note on C1: Trent Kading: Optional Field if wanting to set a Default vaule to a new attribute.
Note on A26: dom: ElectricDistributionStructureJunctionUse 0 Unknown 1 Main Line 2 Primary Tap Line 3 Secondary

## StructureLine
UNAttrName | ArcGISFeatureAttr | UNAttrDefaultValue
CREATIONDATE | DATECREATED
CREATOR | CREATIONUSER | Migration
LASTUPDATE
UPDATEDBY
GLOBALID | GLOBALID
ASSETID
CAPACITY
DATEINSTALLED
DEPTH
GUYWIREDIAMETER
GUYWIREMATERIAL | WIREMATERIAL
LABELTEXT
MANUFACTURER
MATERIAL
MODEL
NOTES
OWNER
SERIALNUMBER
YEARMANUFACTURED
Note on A1: Trent Kading: Required Field
Note on B1: Trent Kading: Required Field
Note on C1: Trent Kading: Optional Field if wanting to set a Default vaule to a new attribute.

## StructureBoundary
UNAttrName | ArcGISFeatureAttr | UNAttrDefaultValue
CONTAINMENTSTATUS
SUBNETWORKNAME
CREATIONDATE | DATECREATED
CREATOR | CREATIONUSER | Migration
LASTUPDATE
UPDATEDBY
GLOBALID | GLOBALID
NAME | SUBSTATIONNAME
NOTES
Note on A1: Trent Kading: Required Field
Note on B1: Trent Kading: Required Field
Note on C1: Trent Kading: Optional Field if wanting to set a Default vaule to a new attribute.

## ConductorInfo
UNAttrName | ArcGISFeatureAttr | UNAttrDefaultValue
COMMENTS
CONDUCTORMATERIAL <domain>
CONDUCTORSIZE
CREATED_USER | CREATIONUSER | Migration
CREATED_DATE | DATECREATED
DATEMODIFIED
GLOBALID | GLOBALID
HYPERLINK
DATEINSTALLED | INSTALLATIONDATE
INSULATIONTYPE | INSULATIONTYPE
INSULATIONMAXVOLTAGE | INSULATIONVOLTAGE
LAST_EDITED_USER | LASTUSER
MANUFACTURER | MANUFACTURER
NUMBERCONDUCTORSPERPHASE
PHASEDESIGNATION
PRIOHCONDUCTOROBJECTID
CONDUCTORGUID | ELECTRICLINE_GLOBALID
REELNUMBER | REELNUMBER
WIRETYPE | CONDUCTORMATERIAL <domain>
Note on A1: Trent Kading: Required Field
Note on B1: Trent Kading: Required Field
Note on C1: Trent Kading: Optional Field if wanting to set a Default vaule to a new attribute.

## DeviceUnit
UNAttrName | ArcGISFeatureAttr | UNAttrDefaultValue
COMMENTS
CREATOR | CREATIONUSER | Migration
CREATIONDATE | DATECREATED
LASTUPDATE | DATEMODIFIED
FACILITYID
DEVICE_GLOBALID
GLOBALID | GLOBALID
ADDPOWERRATING | HOUSINGRATING
HOUSINGTYPE
HYPERLINK
INSTALLDATE | INSTALLATIONDATE
LASTUSER
LINKRATING
LINKTYPE
MANUFACTURER
MODEL
PHASESCURRENT | PHASEDESIGNATION
SERIALNUMBER
UNITID
WORKORDERID
RELATEDDEVICE | DEVICE_GLOBALID
Note on A1: Trent Kading: Required Field
Note on B1: Trent Kading: Required Field
Note on C1: Trent Kading: Optional Field if wanting to set a Default vaule to a new attribute.